## Schedule (Final)
BUFFALO CITY METROPOLITAN MUNICIPALITY
CONTRACT NO: CE 599 - FRAMEWORK AGREEMENTS FOR AD HOC MAINTENANCE AND BETTERMENT WORKS TO VARIOUS MUNICIPAL WATER AND SANITATION INFRASTRUCTURE IN THE ENTIRE BUFFALO CITY METROPOLITAN MUNICIPALITY
| ITEM NO | PAYMENT CLAUSE | DESCRIPTION | UNIT | Estimated QTY | RATE | AMOUNT
|  | SANS 1200 A | SECTION A: GENERAL
|  | PSA | GENERAL
| A1 | PSA8 | MEASUREMENT AND PAYMENT
|  | PSA8.3.1 & 8.4.1 | All P&G's will be charged based on the assignment values. The following brackets will apply for the assignment values:
| A.1.1.1 |  | a) R 0 - R 1000 000 | % | 1000000
| A.1.1.2 |  | b) R 1000 001 - R 2 000 000 | % | 2000000
| A.1.1.3 |  | c) R 2 000 001 - R 3 000 000 | % | 3000000
| A.1.1.4 |  | d) R 3 000 001 and above | % | 3000001
| A2 |  | Provision of Security Personnel (Engineer to approve when necessary). Copy of invoice to be submitted with payment certificate. | Day | 1
| A3 | 8.7 | Dayworks:
Personnel:
| A3.1 |  | Labour | Hr | 2
| A3.2 |  | Semi-skilled | Hr | 2
| A3.3 |  | Foreman | Hr | 2
| A3.4 |  | Artisans | Hr | 2
| A3.5 |  | Survey assistant | Hr | 2
| A5 |  | Plant (Including operator):
| A5.1 |  | Air compressor 4m3/min, complete with drills, jack hammers etc. | Hr | 2
| A5.2 |  | Pump including all necessary hoses (50 mm dia) | Hr | 2
| A5.3 |  | Self Priming pump, 80mm dia, with hoses ( (minimum 180m long) State make and model .............................................. | Hr | 2
| A5.4 |  | Self Priming pump, 100mm dia, with hoses (minimum 180m long) State make and model .............................................. | Hr | 2
| A5.5 |  | Self Priming pump, 150mm dia, with hoses (minimum 180m long) State make and model .............................................. | Hr | 2
| A5.6 |  | Self Priming pump, 200mm dia, with hoses (minimum 180m long) State make and model .............................................. | Hr | 2
| A5.7 |  | Sludge pump, 100mm dia, with hoses (minimum 180m long) State make and model .............................................. | Hr | 2
| A5.8 |  | Sludge pump, 150mm dia, with hoses (minimum 180m long) State make and model .............................................. | Hr | 2
| A5.9 |  | Sludge pump, 200mm dia, with hoses (minimum 180m long) State make and model .............................................. | Hr | 2
| A5.10 |  | Combination unit (Clean water Capacity: 120 bars at 250 ℓ/min, sized for 25 minutes of continuous jetting; Minimum suction rate: 500 ℓ/s of free air) and team State make and model ......................................... | Hr | 2
TOTAL CARRIED FORWARD
TOTAL BROUGHT FORWARD
| A5.11 |  | Vacuum Tanker (10 000ℓ at a depth of 5m within 45 minutes) and team State make and model .............................................. | Hr | 2
| A5.12 |  | Vacuum Drain Cleaning machine (pump 350ℓ/min, minimum suction rate: 1000ℓ/s of free air) and team State make and model .............................................. | Hr | 2
| A5.13 |  | Truck (3-5t) with operator | Hr | 2
| A5.14 |  | Truck (6-10t) with operator | Hr | 2
| A5.15 |  | Concrete Mixer 0.5 m3 | Hr | 2
| A5.16 |  | Vibrating Roller (BM 60) compactor, 0.6m wide | Hr | 2
| A5.17 |  | Front End Loader rubber tyre | Hr | 2
| A5.18 |  | Back actor with operator, 0.3m3 | Hr | 2
| A5.19 |  | Excavator 20 t | Hr | 2
| A5.20 |  | Excavator 30 t | Hr | 2
| A5.21 |  | Wheel excavator 20 t | Hr | 2
| A5.22 |  | Loadbed | Hr | 2
| A5.23 |  | Water tanker 10 kl potable water | Hr | 2
| A5.24 |  | Dozer (D5 or equivalent) | Hr | 2
| A5.25 |  | Crane Truck 5t | Hr | 2
TOTAL CARRIED FORWARD
TOTAL BROUGHT FORWARD
|  | SANS 1200 A | SECTION A: GENERAL (continued)
| A5.26 |  | Roller 6-10 t | Hr | 2
| A5.27 |  | Roller 2-5 t | Hr | 2
| A5.28 |  | Water cart, 500L | Day | 2
| A5.29 |  | LDV 1 t | Day | 2
| A5.30 |  | High pressure jetting machine (50mm -500kPa) | Day | 2
| A5.31 |  | 50 mm dia water pump for dewatering | Day | 2
| A5.32 |  | 80 mm dia water pump for dewatering | Day | 2
| A5.33 |  | 100 mm dia water pump for dewatering | Day | 2
| A5.34 |  | 150 mm dia water pump for dewatering | Day | 2
| A5.35 |  | Petrol pipe cutter | Day | 2
| A5.36 |  | CCTV Closed-circuit (Tractor system 180m range) State make and model .............................................. | Hr | 2
| A6 | C3.1.5.5 | Transport and Travel:
| A6.1 |  | 5 Ton Truck | km | 2
| A6.2 |  | 3 Ton Truck | km | 2
| A6.3 |  | 1 Ton LDV | km | 2
| A7 | 8.7 | Material:
| A7.1 |  | Cement | Bags | 2
| A7.2 |  | Building Sand | m³ | 2
| A7.3 |  | Crushed Stone (19mm) | m³ | 2
| A7.4 |  | Bricks (ROK) | No. | 2
| A7.5 |  | Geotextile: Type A2 | m² | 2
| A7.6 |  | For material not available from BCMM stores: Purchase items at cost and transport to site. All items to be approved by Engineer. | PC Sum | 1 | 50000 | 50000
| A7.7 |  | Mark-up on Item A7.6 | %
| A7.8 |  | Appoint Specialist for various works required by the BCMM | PC Sum | 1 | 50000 | 50000
|  |  | Mark-up on Item A7.8 | %
TOTAL CARRIED FORWARD
TOTAL BROUGHT FORWARD
|  | SANS 1200 A | SECTION A: GENERAL (continued)
| A8 | PSA 8.9 | Health and Safety:
| A8.1 |  | Contractor's initial obligation in respect to the Occupational Health and Safety Act and Construction Regulations, including the preparation and maintaining/closing out of a Health and Safety Plan. The payment will be based on the assignment values as follows:
| A.8.1.1 |  | a) R 0 - R 1000 000 | % | 1000000
| A.8.1.2 |  | b) R 1000 001 - R 2 000 000 | % | 2000000
| A.8.1.3 |  | c) R 2 000 001 - R 3 000 000 | % | 3000000
| A.8.1.4 |  | d) R 3 000 001 and above | % | 3000001
| A9 |  | Miscellaneous:
| A9.1 | C3.1.3 | Prepare reports, monthly work summary & presentation for monthly progress meetings. | Month | 36
| A9.2 | C3.3.1 | Submit monthly labour forms on standard EPWP template | Month | 36
| A10 |  | Training:
| A10.1 |  | Training: Provide training to 15 selected ward community members on water services basics | Day | 1
| A10.2 |  | Training: Provide training to 15 selected municipal staff on construction procedures & methods | Day | 1
| A10.3 | PDG7 | Provide 2 plumbing artisans for training on pressure reducing valve operation for 2 day-course | Prov Sum | 1 | 5000 | 5000
| A10.4 | PSA 8.5.2(b) | Overheads, charges and profit on A10.3 | %
| A11 | 8.5 PSA 8.5 | SUMS STATED PROVISIONALLY BY THE EMPLOYER'S AGENT:
| A11.1 | C3.1.3 | Provisional sum to be used only on the authority of the Employer: Hire of specialist/Professional service provider for engineering assessment/designs/any Special work required for water and sanitation infrastructure. | Prov Sum | 1 | 25000 | 25000
| A11.2 | PSA 8.5.2(b) | Overheads, charges and profit on A11.1 | %
| A11.3 | PSA 8.5.2(a) | Works executed and performed by the Selected Subcontractors in Consultation with the Employer | Prov Sum | 1 | 25000 | 25000
| A11.4 | PSA 8.5.2(b) | Overheads, charges and profit on A11.3 | %
| A11.5 |  | Prov Sum for supply or hire of specialist equipment for the detection of a particular service | Prov Sum | 1 | 25000 | 25000
| A11.6 | PSA 8.5.2(b) | Overheads, charges and profit on A11.5 | %
| A11.7 |  | Establish concrete pump within <40km radius | Prov Sum | 1 | 5000 | 15000
| A11.8 | PSA 8.5.2(b) | Overheads, charges and profit on A11.7 | %
| A11. 9 |  | Allow R100 000.00 for provision, installation & commisioning of security systems, arm security gurds, etc for the protection of infrastructure |  | 1 | 100000 | 100000
| A11.10 | PSA 8.5.2(b) | Overheads, charges and profit on A11.9 | %
TOTAL CARRIED FORWARD TO SUMMARY
|  | SANS 1200 C | SECTION B: SITE CLEARANCE
CLEAR SITE
| B1 | 8.2.1 | Clear and Grub | m² | 10
| B1.2 | 8.2.10 | Remove Topsoil to Nominal Depth of 150mm and Stockpile | m³ | 10
| B2 | PSC 8.2.11 | Removal of Man-Made Surfaces
| B2.1 |  | a) Roadway, Asphalt and Other Layers
| B2.1.1 |  | i) Asphalt (≤ 50mm thick) and Including Base, Sub-Base and Subgrades Layers up to 800mm Deep | m² | 10
| B2.1.2 |  | ii) Asphalt (> 50mm ≤ 100mm thick) and Including Base, Sub-Base and Subgrades Layers up to 800mm Deep | m² | 10
| B2.2 |  | b) Footways and Driveways
| B2.2.1 |  | i) Asphalt ≤ 50mm thickness | m² | 10
| B2.1.2 |  | ii) Asphalt > 50 ≤ 100mm thickness | m² | 10
| B2.1.3 |  | iii) Interlocking Concrete Segmental Paving Blocks (All Colours) | m² | 10
| B2.1.4 |  | iv) Concrete Slabs (450 x 450mm) | m² | 10
| B2.1.5 |  | v) Brick Paving | m² | 10
| B2.1.6 |  | vi) Unreinforced Concrete ≤ 75mm Thick | m² | 10
| B2.1.7 |  | vii) Unreinforced Concrete ≤ 150mm Thick | m² | 10
| B2.1.8 |  | viii) Reinforced Concrete ≤ 75mm Thick | m² | 10
| B2.1.9 |  | ix) Grassing | m² | 10
| B2.1.10 |  | x) Kerbing (All Types of Kerbing) | m | 10
| B2.1.11 |  | xi) Saw Cutting of Concrete and Asphalt | m | 10
| B2.1.12 |  | xii) Remove and grub trees up to 300mm dia | No. | 10
| B2.1.13 |  | xii) Remove and grub trees up to 1 000mm dia | No. | 10
TOTAL CARRIED FORWARD TO SUMMARY
SECTION C: BACKFILLING AND RE-INSTATEMENT OF MAN-MADE SURFACES
| C1 | PSDB 3.6 | Backfilling and Re-Instatement of Roads
| C1.1 |  | Construct Base Course with material form commercial sources (to the Engineer's approval) 150mm thick G2 compacted to 100% MOD AASHTO (dense-graded crushed stone, PI < 6, maximum size 37.5 mm) | m³ | 10
| C1.2 |  | Construct Base Course with material form commercial sources (to the Engineer's approval) 150mm thick G5 compacted to 95% modified AASHTO maximum density (maximum size 63 mm or 2/3 of layer thickness PI < 10, minimum CBR 45%) | m³ | 10
| C1.3 |  | 150mm Selected Subgrade G7 material compacted to minimum of 93% modified AASHTO maximum density | m³ | 10
| C2 | PSDB 8.3.6.1 | Backfilling of Trenches using Trenchfill | m³ | 10
| C3 | PSDB 8 | Asphalt Surfacing
| C3.1 |  | Tack coat using 30% cationic emulsion | m² | 10
| C3.2 |  | Hot asphalt type IVA (min thickness 25 mm) | m² | 10
| C4 |  | Backfilling and Re-Instatement of Footways
| C5 | PSDB 8.3.6.1 | Using Removed Materials:
| C5.1 |  | Interlocking concrete segmental paving blocks (all colours) | m² | 10
| C5.2 |  | Concrete slabs (450 x 450mm) | m² | 10
| C5.3 |  | Brick paving | m² | 10
| C5.4 |  | Grassing | m² | 10
| C5.5 |  | Kerbing (all types of kerbing) | m | 10
| C6 |  | Using New Supplied Materials:
Interlocking concrete segmental paving blocks, Including a 20mm sand bedding layer, jointing sand (plaster sand) and mortar infill between edge restraint and blocks
| C6.1 |  | 1) Grey blocks | m² | 2
| C6.2 |  | 2) Coloured blocks | m² | 2
| C6.3 |  | Concrete slabs (450 x 450mm) including a 20mm sand bedding layer and jointing mortar | m² | 2
| C6.4 |  | Brick paving including a 20mm river sand bedding | m² | 2
TOTALCARRIED FORWARD
TOTAL BROUGHT FORWARD
SECTION C: BACKFILLING AND RE-INSTATEMENT OF MAN-MADE SURFACES (continued)
| C6.5 |  | Unreinforced Concrete ≤ 75mm Thick (15MPa) | m² | 2
| C6.6 |  | Unreinforced Concrete ≤ 150mm Thick (15MPa) | m² | 2
| C6.7 |  | Reinforced Concrete ≤ 75mm Thick (15MPa) | m² | 2
| C6.8 |  | Grassing | m² | 2
| C7 | PSMK | Kerbing, Including a 50mm bedding (cement and premix sand), jointing mortar and 15MPa concrete haunching at all Joints:
| C7.1 |  | 1) Figure 1 | m | 1
| C7.2 |  | 2) Figure 7 | m | 1
| C7.3 |  | 3) Figure 8 | m | 1
| C7.4 |  | 4) Figure 12 | m | 1
| C8 |  | Removal and disposal of surplus material to designated waste disposal site | m³ | 1
| C9 |  | Topsoiling:
| C9.1 |  | 150 mm thick from stockpile or other sources on site | m² | 2
| C9.2 |  | Procuring topsoil from commercial sources (to the Engineer's approval), loading, transporting, stockpiling and maintaining topsoil on site | m³ | 2
TOTAL CARRIED FORWARD TO SUMMARY
|  | SANS 1200D (8.3.2) | SECTION D: EXCAVATION
| D1 | PSDB | EARTHWORKS - WATER
|  | 8.3.2(a) C3.1.5 | Excavate in all materials for trenches, select,backfill, compact and dispose of surplus material, barricading, traffic diversion, for all pipe diameters for the following depths:
| D1.1 |  | Up to a depth of 1m | m³ | 2
| D1.2 |  | Up to a depth of 2m | m³ | 2
| D1.3 |  | Up to a depth of 3m | m³ | 2
| D1.4 |  | Up to a depth of 4m | m³ | 2
| D1.5 |  | Up to a depth of 5m | m³ | 2
| D1.6 |  | Up to a depth of 6m | m³ | 2
| D1.7 |  | Depths greater than 6m | m³ | 2
| D1.8 | 8.3.2(b) | Extra over items 8.3.2 for excavation in hard rock | m³ | 2
| D2 | PSDB | Provide shoring where required by the Engineer | m² | 2
8.3.4
| D3 |  | Excavate in all materials for trenches, backfill, compact and dispose of surplus/unsuitable material and make tidy for:
Trenches for pipes 22 to 63 mm dia. For depths:
Over and Up to:
| D3.1 |  | 0.3m 0.6m | m | 2
| D3.2 |  | 0.6m 1.0m | m | 2
| D3.3 |  | Around water meters | No | 1
| D4 |  | Excavate in all materials for valves and hydrants, backfill, compact and dispose of surplus/unsuitable material and make tidy for:
| D4.1 |  | Up to a depth of 1m | m³ | 2
| D4.2 |  | Up to a depth of 2m | m³ | 2
| D5 |  | Supply and install A2 grade Geotextile | m² | 2
TOTALCARRIED FORWARD
TOTAL BROUGHT FORWARD
| D6 | SABS 1200 DB | EARTHWORKS - SEWERS
| D6.1 | 8.3.2 | Excavation:
|  | PSDB 8.3.2 | Excavate in all materials for trenches, backfill,
compact and dispose of surplus material:
| D6.2 |  | Trenches of width exceeding 700mm up to 900mm
for 150mm to 250mm dia sewer mains:
| D.6.2.1 |  | - Depth up to 1,0m | m | 2
| D.6.2.2 |  | - Depth exceeding 1,0m up to 1,5m | m | 2
| D.6.2.3 |  | - Depth exceeding 1,5m up to 2,0m | m | 2
| D.6.2.4 |  | - Depth exceeding 2,0m up to 2,5m | m | 2
| D.6.2.5 |  | - Depth exceeding 2,5m up to 3,0m | m | 2
| D.6.2.6 |  | - Depth exceeding 3m up to 3,5m | m | 2
| D.6.2.7 |  | - Depth exceeding 3,5m up to 4m | m | 2
| D6.3 |  | Trenches of width exceeding 900mm up to 955mm
for 300mm to 355mm dia sewer mains:
| D.6.3.1 |  | - Depth up to 1,0m | m | 2
| D.6.3.2 |  | - Depth exceeding 1,0m up to 1,5m | m | 2
| D.6.3.3 |  | - Depth exceeding 1,5m up to 2,0m | m | 2
| D.6.3.4 |  | - Depth exceeding 2,0m up to 2,5m | m | 2
| D.6.3.5 |  | - Depth exceeding 2,5m up to 3,0m | m | 2
| D.6.3.6 |  | - Depth exceeding 3,0m up to 3,5m | m | 2
| D.6.3.7 |  | - Depth exceeding 3,5m up to 4,0m | m | 2
| D.6.3.8 |  | - Depth exceeding 4,0m up to 4,5m | m | 2
| D.6.3.9 |  | - Depth exceeding 4,5m up to 5,0m | m | 2
| D6.4 |  | Trenches of width exceeding 955mm up to 1050mm
for 450mm dia sewer mains:
| D.6.4.1 |  | - Depth up to 1,0m | m | 2
| D.6.4.2 |  | - Depth exceeding 1,0m up to 1,5m | m | 2
| D.6.4.3 |  | - Depth exceeding 1,5m up to 2,0m | m | 2
| D.6.4.4 |  | - Depth exceeding 2,0m up to 2,5m | m | 2
TOTAL CARRIED FORWARD
TOTAL BROUGHT FORWARD
EARTHWORKS - SEWERS (Continued):
| D.6.4.5 |  | - Depth exceeding 2,5m up to 3,0m | m | 2
| D.6.4.6 |  | - Depth exceeding 3,0m up to 3,5m | m | 2
| D.6.4.7 |  | - Depth exceeding 3,5m up to 4,0m | m | 2
| D.6.4.8 |  | - Depth exceeding 4,0m up to 4,5m | m | 2
| D.6.4.9 |  | - Depth exceeding 4,5m up to 5,0m | m | 2
| D.6.4.10 |  | Extra over for hard rock excavation (provisional) | m³ | 2
| D.6.4.11 |  | Excavate and dispose of unsuitable material from trench bottom | m³ | 2
(provisional)
| D.6.4.12 |  | Extra over for hand excavation where ordered | m³ | 2
| D.6.4.13 |  | Volume excavation other than trench excavation when ordered | m³ | 2
to do so
| D6.5 |  | Excavation ancillaries:
Make up deficiency in backfill material: (provisional)
| D.6.5.1 |  | - From other necessary excavations on site | m³ | 2
By importation from commercial or off-site
sources selected by the Contractor:
- Selected material complying with subclause
| D.6.5.2 |  | 3.2.2 of SABS 1200 ME and PSME 3.2.1 (G5) compacted to 98% | m³ | 2
MOD AASHTO
| D.6.5.3 |  | - G2 material compacted to 100% MOD AASHTO | m³ | 2
| D6.6 |  | Compaction in road reserves (to 95% of modified AASHTO maximum density)
Existing services that intersect or adjoin a pipe trench
| D.6.6.1 |  | - Services that intersect a trench (all services) | No | 2
| D6.2 |  | Services that adjoin a trench
| D.6.2.1 |  | - Water - all diameters | m | 2
| D.6.2.2 |  | - Sewer mains - all diameters | m | 2
| D.6.2.3 |  | - Electricity cables - all diameters | m | 2
| D.6.2.4 |  | - Overhead power lines | m | 2
| D.6.2.5 |  | - Fences - cross trench | m | 2
TOTAL CARRIED FORWARD TO SUMMARY
|  | SANS 1200 LB | SECTION E: BEDDING (PIPES)
| E1 |  | PROVISION OF BEDDING
Available from trench within 0,5 km (Subclause 3.4.1)
| E.1.1 | 8.2.1 | a) Selected granular material | m³ | 2
| E.1.2 |  | b) Selected fill material | m³ | 2
| E.1.3 |  | Imported from:
| E.1.3.1 | 8.2.2.1 | a) Other necessary excavations within 0.5 km (Provisional)
| E.1.3.1.1 |  | 1) Selected granular material | m³ | 2
| E.1.3.1.2 |  | 2) Selected fill blanket | m³ | 2
| E.1.3.2 | 8.2.2.2 | b) Borrow pits (Provisional)
| E.1.3.2.1 |  | 1) Selected granular material | m³ | 2
| E.1.3.2.2 |  | 2) Selected fill material | m³ | 2
| E.1.3.3 | 8.2.2.3 | c) Commercial sources (Provisional)
| E.1.3.3.1 |  | 1) Selected granular material (G7) | m³ | 2
| E.1.3.3.2 |  | 2) Selected fill material (G5 Sabunga) | m³ | 2
| E.1.3.3.3 |  | 3) Crusher dust | m³ | 2
| E.1.3.3.4 |  | 4) 13mm stone | m³ | 2
| E.1.3.3.5 |  | 5) 19mm stone | m³ | 2
| E.1.3.3.6 |  | 6) Gabion stone (150mm nominal size) | m³ | 2
| E.1.3.3.7 |  | 7) G5 Subbase material | m³ | 2
| E2 | 8.2.4 | Encasing of pipes with grade 20/13 MPa concrete | m³ | 2
| E3 | 8.2.2.3 | Bedding for wet conditions below pipe (13 mm graded stone) | m³ | 2
TOTAL CARRIED FORWARD TO SUMMARY
SECTION F: REPAIRS TO WATER MAINS
| F1 | C3.4.6 | Repairs to various pipes of the following sizes (rates are to include for collecting material: all pipes, valves, hydrants, valve and hydrant boxes and lids, couplings, bends, T-pieces from Municipal Depot, isolation of mains, excavation in all materials for trenches, dewatering of trench, repair to mains, backfilling, compact and dispose of surplus material) :
| F1.1 |  | 25mm HDPE pipe up to 1.5m depth | No | 1
| F1.2 |  | 25mm HDPE pipe up to 2.5m depth | No | 1
| F1.3 |  | 50mm HDPE pipe up to 1.5m depth | No | 1
| F1.4 |  | 50mm HDPE pipe up to 2.5m depth | No | 1
| F1.5 |  | 63mm HDPE pipe up to 1.5m depth | No | 1
| F1.6 |  | 63mm HDPE pipe up to 2.5m depth | No | 1
| F1.7 |  | 63mm HDPE pipe up to 1.5m depth | No | 1
Repairs to various pipes of the following sizes (rates are to include for collecting material from Municipal Depot, isolation of mains, dewatering of trench, repair to mains, backfilling, compact and dispose of surplus material) :
| F1.8 |  | 75mm uPVC pipe up to 2.5m depth | No | 2
| F1.9 |  | 100-110mm uPVC pipe up to 1.5m depth | No | 2
| F1.10 |  | 100-110mm uPVC pipe up to 2.5m depth | No | 2
| F1.11 |  | 150-160mm pipe up to 1.5m depth | No | 2
| F1.12 |  | 150-160mm pipe up to 2.5m depth | No | 2
| F1.13 |  | 200mm pipe up to 1.5m depth | No | 2
| F1.14 |  | 200mm pipe up to 2.5m depth | No | 2
| F1.15 |  | 315mm pipe up to 1.5m depth | No | 2
| F1.16 |  | 315mm pipe up to 2.5m depth | No | 2
| F1.17 |  | 350-375mm pipe up to 1.5m depth | No | 2
| F1.18 |  | 350-375mm pipe up to 2.5m depth | No | 2
| F1.19 |  | 450mm pipe up to 1.5m depth | No | 2
| F1.20 |  | 450mm pipe up to 2.5m depth | No | 2
TOTAL CARRIED FORWARD
TOTAL BROUGHT FORWARD
SECTION F: REPAIRS TO WATER MAINS (continued)
| F1.21 |  | 500mm pipe up to 1.5m depth | No | 2
| F1.22 |  | 500mm pipe up to 2.5m depth | No | 2
Repairs to various large dia. pipes of 12 m of the following sizes (rates are to include for collecting material from Municipal Depot, isolation of mains, dewatering of trench, repair to mains, backfilling, compact and dispose of surplus material) :
| F1.23 |  | 600mm pipe up to 1.5m depth | No | 2
| F1.24 |  | 600mm pipe up to 2.5m depth | No | 2
| F1.25 |  | 700mm pipe up to 1.5m depth | No | 2
| F1.26 |  | 700mm pipe up to 2.5m depth | No | 2
| F1.27 |  | 800mm pipe up to 1.5m depth | No | 2
| F1.28 |  | 800mm pipe up to 2.5m depth | No | 2
| F1.29 |  | 1000mm pipe up to 2.5m depth | No | 2
| F1.30 |  | 1200mm pipe up to 2.5m depth | No | 2
| F1.31 |  | 1200mm pipe up to 3.0m depth | No | 2
| F1.32 |  | 1500mm pipe up to 1.5m depth | No | 2
| F1.33 |  | 1500mm pipe up to 2.5m depth | No | 2
| F1.34 |  | 1500mm pipe up to 3.5m depth | No | 2
| F.2 |  | Repairs and or replacement of fire hydrants:
| F2.1 |  | Isolate, remove and replace fire hydrants with below ground London thread screwed connection | No | 2
| F2.2 |  | Isolate, remove and replace hydrants extension pipe | No | 2
| F2.3 |  | Repack hydrant gland packing | No | 2
| F3 |  | Repairs to domestic water installations for labour as follows:
| F3.1 |  | Install 15 mm dia. PVC taps | No | 2
| F3.2 |  | Replace 15 mm dia. Stopcocks | No | 2
| F3.3 |  | Replace 15 mm dia. Elbows | No | 2
| F3.4 |  | Install 15 mm dia. Straight coupling | No | 2
| F3.5 |  | Install 15 mm dia. Ball valves | No | 2
TOTAL CARRIED FORWARD
TOTAL BROUGHT FORWARD
SECTION F: REPAIRS TO WATER MAINS (continued)
| F3.6 |  | Install 22/15 mm dia. Reducers | No | 2
| F3.7 |  | Replace 15 mm dia. Pipe above ground, including brackets | m | 2
Isolate, remove and replace air valves complete with concrete bedding of the following sizes:
| F3.8 |  | 25mm to 63mm | No | 2
| F3.9 |  | 75mm to 150mm | No | 2
| F3.10 |  | 200mm to 450mm | No | 2
| F3.11 |  | 500mm to 800mm | No | 2
| F4 |  | Replace valve gland packing to valves of all sizes | No | 2
| F5 |  | Replace - valve / fire hydrant markers | No | 2
| F6 |  | Paint newly installed and old valve and hydrant markers as directed on site. | No | 2
| F7 |  | Locate valve and hydrant chambers, inspect, clean and dispose of rubble and refuse. Install new chamber cover, if required. | No | 2
| F8 |  | Repair meter leak by replacement/adjustment of washer or gland on stopcock | No | 2
| F9 |  | Inspect leak at meter, report to Engineer for forwarding to others | No | 2
| F10 |  | Replace T-piece for split connection before meter | No | 2
| F11 |  | Replace distance piece of piping at meter (up to 1 m length), inclusive of coupling | No | 2
| F12 |  | Water meters: Rate to include transport, labour, supervision, recording MIA details, MRA details (when applicable)
| F12.1 |  | Replace domestic water meters supplied by municipality | No | 2
| F12.2 |  | Install new domestic water meters supplied by municipality | No | 2
| F13 |  | Directional Drilling and pulling leadings under paved surfaces for the following pipe sizes (PE 80) excavation for launchpits measured elsewhere | PC Sum | 1 | 50000 | 50000
TOTAL CARRIED FORWARD TO SUMMARY
| G | SANS 1200 LD | SECTION G: SEWERS
| G1 | 1200 LD | PIPEWORK
| G1.1 | 8.2.1 | Supply, lay, joint, bed Class C and test sewer pipes with joints
| G1.1.1 |  | - 110 mm diam., Class 34 | m | 2
| G1.1.2 |  | - 160 mm diam., Class 34 | m | 2
| G1.1.3 |  | - 200 mm diam., Class 34 | m | 2
| G1.1.4 |  | - 250 mm diam., Class 34 | m | 2
| G1.1.5 |  | - 315 mm diam., Class 34 | m | 2
| G1.1.6 |  | - 355 mm diam., Class 34 | m | 2
| G1.1.7 |  | - 400 mm diam., Class 34 | m | 2
| G1.1.8 |  | - 500 mm diam., Class 34 | m | 2
| G1.1.9 |  | - 600 mm diam., Class 34 | m | 2
| G1.2 | 8.2.2 | Extra-over item G1 for supply, lay, joint, bed Class C and test specials:
| G1.2.1 |  | - 150 mm 45 deg. access bends | No. | 2
| G13.3.11 |  | - 225 mm x 100 mm pipe junctions | No. | 2
| G13.3.12 |  | - 160mm x 110mm x Junctions | No. | 2
| G13.3.13 |  | - 200mm x Bends | No. | 2
| G13.3.14 |  | - 160 mm x Bends | No. | 2
| G13.3.15 |  | - 110mm x Bends | No. | 2
| G13.3.16 |  | - 200mm x 110mm x Saddles | No. | 2
| G13.3.17 |  | - 160mm x 110mm x Saddles | No. | 2
| G13.3.18 |  | - 160mm x PVC/Vitro adaptors | No. | 2
| G13.3.19 |  | - 160mm Kimberly Socket | No. | 2
| G13.3.20 |  | - 110mm Kimberly Socket | No. | 2
| G13.3.21 |  | - 200mm Kimberly Socket | No. | 2
| G13.3.21 |  | - 375 mm end caps | No. | 2
TOTAL CARRIED FORWARD
TOTAL BROUGHT FORWARD
|  | SANS 1200 LD | SECTION G: SEWERS (Continued)
| G2 | 8.2.3 | MANHOLES
PSLD 8.2.3
| G2.1 |  | Precast concrete manholes complete including medium duty
concrete roof slab and type 4 cover and frame for pipes up
to and including 355mm dia (as per detailed drawings):
| G2.1.1 |  | - Depth up to 1,0m | No | 1
| G2.1.2 |  | - Depth exceeding 1,0m up to 1,5m | No | 1
| G2.1.3 |  | - Depth exceeding 1,5m up to 2,0m | No | 1
| G2.1.4 |  | - Depth exceeding 2,0m up to 2,5m | No | 1
| G2.1.5 |  | - Depth exceeding 2,5m up to 3,0m | No | 1
| G2.1.6 |  | - Depth exceeding 3,0m up to 3,5m | No | 1
| G2.1.7 |  | - Depth exceeding 3,5m up to 4,0m | No | 1
| G2.1.8 |  | - Depth exceeding 4,0m up to 4,5m | No | 1
| G2.2 |  | Precast concrete manholes complete including medium duty
concrete roof slab and type 4 cover and frame for pipes up
to and including 450mm dia (as per detailed drawings): Type 1
| G2.2.1 |  | - Depth up to 1,0m | No | 1
| G2.2.2 |  | - Depth exceeding 1,0m up to 1,5m | No | 1
| G2.2.3 |  | - Depth exceeding 1,5m up to 2,0m | No | 1
| G2.2.4 |  | - Depth exceeding 2,0m up to 2,5m | No | 1
| G2.2.5 |  | - Depth exceeding 2,5m up to 3,0m | No | 1
| G2.2.6 |  | - Depth exceeding 3,0m up to 3,5m | No | 1
| G2.2.7 |  | - Depth exceeding 3,5m up to 4,0m | No | 1
| G2.2.8 |  | - Depth exceeding 4,0m up to 4,5m | No | 1
| G2.3 |  | Precast concrete manholes complete including medium duty
concrete roof slab and type 4 cover and frame for pipes up
to and including 450mm dia (as per detailed drawings): Type II
| G2.3.1 |  | - Depth up to 1,0m | No | 1
| G2.3.2 |  | - Depth exceeding 1,0m up to 1,5m | No | 1
| G2.3.3 |  | - Depth exceeding 1,5m up to 2,0m | No | 1
| G2.3.4 |  | - Depth exceeding 2,0m up to 2,5m | No | 1
TOTAL CARRIED FORWARD
TOTAL BROUGHT FORWARD
|  | SANS 1200 LD | SECTION G: SEWERS (Continued)
| G2.3.5 |  | - Depth exceeding 2,5m up to 3,0m | No | 2
| G2.3.6 |  | - Depth exceeding 3,0m up to 3,5m | No | 2
| G2.3.7 |  | - Depth exceeding 3,5m up to 4,0m | No | 2
| G2.3.8 |  | - Depth exceeding 4,0m up to 4,5m | No | 1
| G2.4 |  | Precast concrete manholes complete including medium duty
concrete roof slab and type 4 cover and frame for pipes up
to and including 450mm dia (as per detailed drawings): Type III
| G2.4.1 |  | - Depth up to 1,0m | No | 1
| G2.4.2 |  | - Depth exceeding 1,0m up to 1,5m | No | 1
| G2.4.3 |  | - Depth exceeding 1,5m up to 2,0m | No | 1
| G2.4.4 |  | - Depth exceeding 2,0m up to 2,5m | No | 1
| G2.4.5 |  | - Depth exceeding 2,5m up to 3,0m | No | 1
| G2.4.6 |  | - Depth exceeding 3,0m up to 3,5m | No | 1
| G2.4.7 |  | - Depth exceeding 3,5m up to 4,0m | No | 1
| G2.4.8 |  | - Depth exceeding 4,0m up to 4,5m | No | 1
| G2.5 |  | Extra over item G2.4 for type 2A cover and frame for | No | 1
manholes in road areas
| G2.6 |  | Extra over G2.4 for the construction of ramps and | No | 1
backdrops as detailed (FC) complete:
| G2.7 |  | Extra over G2.4 for the construction of additional channelling
and the building in of short pipe specials at branch manholes,
manholes at bends and erf connection manholes:
| G2.7.1 |  | For FC branched channels:
| G2.7.1.1 |  | - 200mm dia | No | 1
| G2.7.1.2 |  | - 355mm | No | 1
| G2.7.1.3 |  | - 450mm | No | 1
| G2.7.2 |  | For FC channels at bends:
| G2.7.2.1 |  | - 200mm dia | No | 1
| G2.7.2.2 |  | - 355mm | No | 1
| G2.7.2.3 |  | - 450mm | No | 1
| G2.7.3 |  | Terminal erf connections (110mm dia) into manhole | No | 1
| G2.7.4 |  | Erf connections (110mm dia) into manhole | No | 1
TOTAL CARRIED FORWARD
TOTAL BROUGHT FORWARD
|  | SANS 1200 LD | SECTION G: SEWERS (Continued)
| G3 |  | SUNDRIES
| G3.1 | 8.2.7 | Casing to pipes, concrete mix | m³ | 2
| G3.2 | 8.2.8 | Anchor blocks, concrete mix | m³ | 2
| G3.3 | 8.2.9 | Marker posts, complete, installed | No. | 2
| G3.4 | 8.2.10 | Permanent plug stoppers (160mm PVC ) | No. | 2
| G3.5 | 8.2.11 | Break into and connect to existing manhole including flexible joints and make good all benching | No. | 2
| G3.6 | 8.2.12 | Raising or lowering of existing manholes 0m dia - 1.0m dia
| G3.6.1 |  | - 0mm -500mm | No. | 2
| G3.6.2 |  | - 500mm - 1000mm | No. | 2
| G3.6.3 |  | - 1000mm - 2000mm | No. | 2
| G3.6.4 |  | - 2000mm - 3000mm | No. | 2
| G3.7 |  | Raising or lowering of existing manholes 1.5m dia - 2.0m dia
| G3.7.1 |  | - 0mm -500mm | No. | 2
| G3.7.2 |  | - 500mm - 1000mm | No. | 2
| G3.7.3 |  | - 1000mm - 2000mm | No. | 2
| G3.7.4 |  | - 2000mm - 3000mm | No. | 2
TOTAL CARRIED FORWARD TO SUMMARY
|  | C3.4.27 | SECTION H: WATER MAINS EXTENSIONS
|  | 1200 DB | EARTHWORKS (PIPE TRENCHES)
Excavate in all materials for trenches, backfill compact and dispose of surplus material within the freehaul distance of 1 km, for the following trench widths and depths:
| H1 |  | Trenches 500 mm wide for pipes up to 50 mm diam.:
| H1.1 |  | Depth up to 1m | m | 2
| H1.2 |  | Depth over 1m up to 2m | m | 2
| H2 |  | Trenches 900 mm wide for pipes greater than 50 mm diameter up to and including 315 mm diameter
| H2.1 |  | Depth up to 1 m | m | 2
| H2.2 |  | Depth over 1m up to 2m | m | 2
| H2.3 |  | Extra-over items H1.1 to H2.2 for hard rock | m³ | 2
| H2.4 |  | Excavate and dispose of unstuitable material from trench bottom | m³ | 2
| H2.5 |  | Extra-over items H1.1 to H2.2 for hand excavation | m³ | 2
| H2.6 |  | Extra-over items H1.1 to H2.2 for overhaul, in excess of freehaul distance of 1 km | m³km | 2
Excavation Ancillaries
| H3 |  | Make up deficiency in backfill material, by importation from commercial sources selected by Contractor | m³ | 2
|  | 1200 LB | BEDDING (PIPES)
| H4 |  | Supply only of imported bedding
| H4.1 |  | Selected granular material | m³ | 2
| H4.2 |  | Selected fill material | m³ | 2
|  | 1200 L | MEDIUM PRESSURE PIPELINES
| H5 |  | Supply, lay, bed and test pipes complete with couplings: (a) uPVC Class 9 Pipes, to SABS 966-1:
| H5.1 |  | 63 mm dia. | m | 2
| H5.2 |  | 75 mm dia. | m | 2
| H5.3 |  | 90 mm dia. | m | 2
| H5.4 |  | 110 mm dia. | m | 2
| H5.5 |  | 160 mm dia. | m | 2
TOTAL CARRIED FORWARD
TOTAL BROUGHT FORWARD
SECTION H: WATER MAINS EXTENSIONS (Continued)
| H5.6 |  | 200 mm dia. | m | 2
| H5.7 |  | 250 mm dia. | m | 2
| H5.8 |  | 315 mm dia. | m | 2
| H5.9 |  | 355 mm dia. | m | 2
| H5.10 |  | 400 mm dia. | m | 2
| H5.11 |  | 450 mm dia. | m | 2
| H5.12 |  | 500 mm dia. | m | 2
| H5.13 |  | 560 mm dia | m | 2
| H5.14 |  | 630 mm dia. | m | 2
(b) uPVC Class 12 Pipes, to SABS 966-1:
| H5.15 |  | 50 mm diam. | m | 2
| H5.16 |  | 75 mm diam. | m | 2
| H5.17 |  | 90 mm diam. | m | 2
| H5.18 |  | 110 mm diam. | m | 2
| H5.19 |  | 160 mm diam. | m | 2
| H5.20 |  | 200 mm diam. | m | 2
| H5.21 |  | 250 mm diam. | m | 2
| H5.22 |  | 315 mm diam. | m | 2
| H5.23 |  | 355 mm diam. | m | 2
| H5.24 |  | 400 mm diam. | m | 2
(c) uPVC Class 16 Pipes, to SABS 966-1:
| H5.25 |  | 50 mm diam. | m | 2
| H5.26 |  | 75 mm diam. | m | 2
| H5.27 |  | 90 mm diam. | m | 2
| H5.28 |  | 110 mm diam. | m | 2
TOTAL CARRIED FORWARD
BROUGHT FORWARD
SECTION H: WATER MAINS EXTENSIONS (Continued)
| H5.29 |  | 160 mm diam. | m | 2
| H5.30 |  | 200 mm diam. | m | 2
| H5.31 |  | 250 mm diam. | m | 2
| H5.32 |  | 315 mm diam. | m | 2
| H5.33 |  | 355 mm diam. | m | 2
| H5.34 |  | 400 mm diam. | m | 2
(d) HDPE Type PE 100 Class PN10 pipes
| H5.35 |  | 63 mm diam. | m | 2
| H5.36 |  | 75 mm diam. | m | 2
| H5.37 |  | 90 mm diam. | m | 2
| H5.38 |  | 100 mm diam. | m | 2
| H5.39 |  | 160 mm diam. | m | 2
| H5.40 |  | 200 mm diam. | m | 2
| H5.41 |  | 250 mm diam. | m | 2
| H5.42 |  | 315 mm diam. | m | 2
| H5.43 |  | 355 mm diam. | m | 2
| H5.44 |  | 400 mm diam. | m | 2
(e) HDPE Type PE100 Class PN16 pipes
| H5.45 |  | 63 mm diam. | m | 2
| H5.46 |  | 75 mm diam. | m | 2
| H5.47 |  | 90 mm diam. | m | 2
| H5.48 |  | 110 mm diam. | m | 2
| H5.49 |  | 160 mm diam. | m | 2
| H5.50 |  | 200 mm diam. | m | 2
| H5.51 |  | 250 mm diam. | m | 2
| H5.52 |  | 315 mm diam. | m | 2
TOTAL CARRIED FORWARD
TOTAL BROUGHT FORWARD
SECTION H: WATER MAINS EXTENSIONS (Continued)
| H5.53 |  | 355 mm diam. | m | 2
| H5.54 |  | 400 mm diam. | m | 2
(f) Ductile Iron Class PN12 pipes, spigot & socket ends
| H5.55 |  | 100 mm diam. | m | 2
| H5.56 |  | 150 mm diam. | m | 2
| H5.57 |  | 200 mm diam. | m | 2
| H5.58 |  | 250 mm diam. | m | 2
| H5.59 |  | 300 mm diam. | m | 2
| H5.60 |  | 450 mm diam. | m | 2
| H5.61 |  | 500 mm diam. | m | 2
| H5.62 |  | 600 mm diam. | m | 2
| H5.63 |  | 700 mm diam. | m | 2
Lay, bed and test pipes supplied by the Municipality:
(a) uPVC Pipes, to SABS 966-1, HDPE pipes & ductile iron pipes:
| H5.64 |  | 50 or 63 mm diam | m | 2
| H5.65 |  | 75 mm diam. | m | 2
| H5.66 |  | 90 mm diam. | m | 2
| H5.67 |  | 100/110 mm diam. | m | 2
| H5.68 |  | 150/160 mm diam. | m | 2
| H5.69 |  | 200 mm diam | m | 2
| H5.70 |  | 250 mm diam. | m | 2
| H5.71 |  | 300/315 mm diam. | m | 2
| H5.72 |  | 355 mm diam. | m | 2
| H5.73 |  | 400 mm diam. | m | 2
| H5.74 |  | 450 mm dia. | m | 2
| H5.75 |  | 500 mm dia. | m | 2
TOTAL CARRIED FORWARD
TOTAL BROUGHT FORWARD
SECTION H: WATER MAINS EXTENSIONS (Continued)
| H5.76 |  | 560 mm dia | m | 2
| H5.77 |  | 600/630 mm dia. | m | 2
| H5.78 |  | 700 mm dia. | m | 2
| H5.79 |  | Extra-over H5.1 to H5.14 for collection, laying & bedding of cast iron specials supplied by the Municipality, incl. short collar joints, bends,elbows etc. for diameters 50 to 400 mm. | No. | 2
Extra-over H5.1 to H5.14 for fixing & bedding valves & hydrants as supplied by the Municipality for the following:
(a) Valves
| H5.80 |  | 50 to 90 mm diam. | No. | 2
| H5.81 |  | 100 to 160 mm diam. | No. | 2
| H5.82 |  | 200 to 350 mm diam. | No. | 2
| H5.83 |  | 400 to 500 mm diam. | No. | 2
| H5.84 |  | 600 to 800 mm diam. | No. | 2
| H5.85 |  | (b) Hydrants, incl. Fitting of flanged distance piece | No. | 2
| H5.86 |  | Anchor / thrust blocks and pedestals, incl. Formwork | No. | 2
Supply and install thermoplastic chambers as per BCMM STD Detail PSL 2/1 for :
| H5.87 |  | Valve chambers | No. | 2
| H5.88 |  | Hydrant chambers | No. | 2
| H6 | 1200 LF | ERF CONNECTIONS
Provide erf connections complete, as per BCMM standard
(a) 20 mm int. diam polypropylene erf connection of standard length 1,5 m off AC or uPVC pipe, of the following diameters:
| H6.1 |  | 50 to 75 mm diam. | No. | 2
| H6.2 |  | 90 to 110 mm diam. | No. | 2
| H6.3 |  | 150 to 160 mm diam. | No. | 2
| H6.4 |  | 200 to 315 mm diam. | No. | 2
TOTAL CARRIED FORWARD
TOTAL BROUGHT FORWARD
SECTION H: WATER MAINS EXTENSIONS (continued)
| H6.5 |  | Extra-over items H6.1 to H6.4 for additional length of communication pipe | m | 2
(b) 25 mm int. diam polypropylene erf connection of standard length 1,5 m off AC or uPVC pipe, of the following diameters:
| H6.6 |  | 50 to 75 mm diam. | No. | 2
| H6.7 |  | 90 to 110 mm diam. | No. | 2
| H6.8 |  | 150 to 160 mm diam. | No. | 2
| H6.9 |  | 200 to 315 diam. | No. | 2
| H6.10 |  | Extra-over items H6.6 to H6.9 for additional length of communication pipe | m | 2
(c) 25 mm external diam "HDPE" erf connection of standard length 1,5m off AC or uPVC pipe, of the following diameters:
| H6.11 |  | 50 to 75 mm diam. | No. | 2
| H6.12 |  | 90 to 110 mm diam. | No. | 2
| H6.13 |  | 150 to 160 mm diam. | No. | 2
| H6.14 |  | 200 to 315 mm diam. | No. | 2
| H6.15 |  | Extra-over items H6.11 to H6.14 for additional length of communication pipe | m | 2
(d) 32 mm external diam "HDPE" erf connection of standard length 1,5 m off AC or PVC-u pipe, of the following diameters:
| H6.16 |  | 50 to 75 mm diam. | No. | 2
| H6.17 |  | 90 to 110 mm diam. | No. | 2
| H6.18 |  | 150 to 160 mm diam. | No. | 2
| H6.19 |  | 200 to 315 mm diam. | No. | 2
| H6.20 |  | Extra-over items H6.16 to H6.19 for additional length of communication pipe | m | 2
(e) Provide erf connections H6.16 to H6.19 for additional length of communication pipe
| H6.21 |  | (i) 25 mm external diam "HDPE" erf connection of standard length 1,5m off 63 mm diam. HDPE pipe: | No. | 2
| H6.22 |  | Extra-over item G6.17 for additional length of communication pipe | m | 2
TOTAL CARRIED FORWARD
TOTAL BROUGHT FORWARD
SECTION H: WATER MAINS EXTENSIONS (continued)
| H6.23 |  | (ii) 32 mm external diam "HDPE" erf connection of standard length 1,5m off 63 mm diam. HDPE pipe: | No. | 1
| H6.24 |  | Extra-over item H6.19 for additional length of communication pipe | m | 1
Supply and install saddles to pipes, complete as specified:
(a) Saddle with compression fittings and four stainless steel bolts:
| H6.25 |  | 110 mm with 40 mm diam. HDPE outlet | No. | 1
| H6.26 |  | 110 mm with 32 mm diam. HDPE outlet | No. | 1
| H6.27 |  | 90 mm with 32 mm diam. HDPE outlet | No. | 1
| H6.28 |  | 63 mm with 32 mm diam. HDPE outlet | No. | 1
(b) Saddle with compression fittings and four stainless steel bolts:
| H6.29 |  | 63 mm with 25 mm diam. HDPE outlet | No. | 1
| H6.30 |  | 63 mm with 32 mm diam. HDPE outlet | No. | 1
| H7 | SANS1200 LF | Sewer Erf connections (complete with fittings as per BCMM Standard)
| H7.1 |  | Short length of 1.3m
| H7.1.1 |  | - Type 1 | No | 1
| H7.1.2 |  | - Type 2 | No | 1
| H7.1.3 |  | - Type 3 | No | 1
| H7.1.4 |  | - Type 4 | No | 1
| H7.1.5 |  | - Type 5 | No | 1
| H7.2 |  | Long length of 4.5m
| H7.2.1 |  | - Type 1 | No | 1
| H7.2.2 |  | - Type 2 | No | 1
| H7.2.3 |  | - Type 3 | No | 1
| H7.2.4 |  | - Type 4 | No | 1
| H7.2.5 |  | - Type 5 | No | 1
| H7.3 |  | Extra over Items L1 for additional length of 110mm PVC-u pipe | m | 1
| H7.4 |  | Encasing of pipes in concrete | m³ | 1
TOTAL CARRIED FORWARD TO SUMMARY
SECTION I: RESERVOIR CLEANING
(All profit, overheads, management costs to be included in rates or under Preliminary Section)
| I1 | PDF15.1 | Establish on Site
| I1.1 |  | Establish and Disestablish of Site, including provision of all plant, lighting & equipment. Include removal of waste and making site neat | Site | 1
| I1.2 |  | Re-establishment on site when ordered to do so. | Site | 1
| I2 | PDF15.2 | Cleaning Operations
| I.2.1 |  | Clean reservoir floors with rubber squeegies | m² | 1
| I.2.2 |  | Clean reservoir walls up to FSL with jetting machine | m² | 1
| I.2.3 |  | Clean reservoir columns up to FSL with jetting machine | No | 1
TOTAL CARRIED FORWARD TO SUMMARY
|  | C3.4.27 | SECTION J: RESERVOIR REPAIRS
(All profit, overheads, management costs to be included in rates or under Preliminary Section)
| J1 |  | Repair Items, including access, scaffolding, ladders, surface preparation and removal of material:
| J1.1 |  | Cut concrete roof slab and construct new 600 x 900 mm access manhole with concrete upstand, chequered plate manhole cover with locking U-channel and locks. | No | 1
| J1.2 |  | Install Combiflex seal to inside of wall/roof joint | m | 1
| J1.3 |  | Repair spalling of concrete roof beams with appropriate epoxy repair grout for say 1 m lengths | m | 1
| J1.4 |  | Repair spalling of concrete walls and columns with appropriate epoxy repair grout for say 1 m lengths | m² | 1
| J1.5 |  | Remove old bitumen sealant, clean joints and sandblast floor joints in preparation of new joints. | m | 1
| J1.6 |  | Replace wall perimeter joint and joints at column bases with combiflex or similar. | m | 1
| J1.7 |  | Install Bermad/Baker 50 mm dia. inlet control valve pipework in sleeves to float valve in reservoir | No | 1
| J1.8 |  | Install Bermad/Baker 75 mm dia. inlet control valve pipework in sleeves to float valve in reservoir | No | 1
| J1.9 |  | Install Bermad/Baker 100 mm dia. inlet control valve pipework in sleeves to float valve in reservoir | No | 1
| J1.10 |  | Install new stainless steel access ladder to reservoir as directed by the Engineer | No | 1
| J1.11 |  | Replace telemetry house wooden door & frame with heavy duty galvanised door and frame as indicated in Details PSL 14-A to 14-C | No | 1
| J1.12 |  | Repair electric fence to reservoir site as indicated in Detail PSL - 10 A to 10 C | m | 1
| J1.13 |  | Construct 20/19 concrete ground beam 300 deep x 200 width below internal security fence | m | 1
| J1.14 |  | Replace 100 mm dia scour valve and coupling | No | 1
| J1.15 |  | Replace 150 mm dia scour valve and coupling | No | 1
| J1.16 |  | Seal floor area with Lanko 228 or similar. | m² | 1
| J1.17 |  | Replace insect mesh with 100 mm wide stainless steel mesh to roof ventilators | No | 1
| J1.18 |  | Provisional Sum: Upgrade/replace telemetry by others as directed by Employer | Prov Sum | 1 | 25000 | 25000
1 | J1.19 |  | Allowable % markup on the above J1.18 | %
TOTAL CARRIED FORWARD
TOTAL BROUGHT FORWARD
SECTION J: RESERVOIR REPAIRS (Cont'd)
| J1.20 |  | Replace concrete fence post 2.4 m in length with angled overhang. Work to include excavation and 20/19 concrete foundation | No | 2
| J1.21 |  | Replace steel fence post 2.4 m in length with angled overhang. Work to include excavation and 20/19 concrete foundation | No | 2
| J1.22 |  | Replace galvanised wire diamond mesh | m² | 2
| J1.23 |  | Replace standard density razor mesh as indicated in Detail PSL-11B | m² | 2
| J1.24 |  | Replace external security gate as indicated on Detail PSL 10-A | No | 1
| J1.25 |  | Replace internal security gate as indicated on Detail PSL 10-A | No | 1
| J1.26 |  | Load safe telemeter house transport to site wth a 5-ton crane truck | No | 2
MISCELLANEOUS
| J1.27 |  | Design, manufacture and installation of pre-cast steel tanks complete with all inlet/outlet pipework with isolating valves for various sizes;(Rate to include topographical survey,geotech investigations,earthworks,foundation,ringbeam etc.) | Prov Sum | 1 | 1000000 | 1000000
| J1.28 |  | Allowable % markup on the above J1.27 | %
| J1.29 |  | Tank and support structural Design, manufacture and installation of pre-cast steel tanks complete with all inlet/outlet pipework with isolating valves for various sizes;(Rate to include topographical survey,geotech investigations,earthworks,foundation,scafolding,all associated tank lifting mechanism (e.g crane truck etc.) | Prov Sum | 1 | 1000000 | 1000000
| J1.30 |  | Allowable % markup on the above J1.29 | %
TOTAL CARRIED FORWARD TO SUMMARY
|  | PDG 7 | SECTION K: PRV'S, CONTROL VALVES AND PILOTS
(All profit, overheads, management and supervision to be included in rates)
| K1 |  | Audit of PRV's, control valves, pilots and chambers to assess condition and status. Rate to include submition of an assessment report. | No | 2
| K2 |  | Provisional Sums:
| K2.1 |  | Refurbish PRV/Control Valve by a recognised mechanical workshop on a quote basis. Any work/acceptance of Quote to be authorised by the Director: Water Distribution. Work to include the issue of a certificate. | PC Sum | 1 | 20000 | 20000
| K2.2 |  | Markup of above item J2.1 | % | 1
| K3 |  | Remove/install control valve body to be refurbished by others:
| K3.1 |  | DN 40 mm/DN 50 mm | No | 1
| K3.2 |  | DN 80 mm | No | 1
| K3.3 |  | DN 100 mm | No | 1
| K3.4 |  | DN 150 mm | No | 1
| K3.5 |  | DN 200 mm | No | 1
| K3.6 |  | DN 250 mm | No | 1
| K3.7 |  | DN 300 mm | No | 1
| K3.8 |  | DN 350 mm | No | 1
| K3.9 |  | DN 450 mm | No | 1
| K3.10 |  | DN 600 mm | No | 1
| K4 |  | Service of pilot valves and complete control systems. Service to include minor fittings and control:
| K4.1 |  | PRV and Pressure Release pilot systems | No | 1
| K4.2 |  | Altitude and Flow Control pilot systems | No | 1
| K5 |  | Install new/replace the following pilot systems:
| K5.1 |  | 2-Step Controller with transducing cables and Read Switch, supplied by others. | No | 1
| K5.2 |  | Pressure gauge | No | 1
| K5.3 |  | Full control loop, including piping, 3 ball valves, strainer and pilot valve. | No | 1
| K5.4 |  | Ball valves for pilot | No | 1
| K5.5 |  | Strainers for pilots | No | 1
| K6 |  | Servicing of PRV's and level control valves
| K6.1 |  | Conduct a minor service on a PRV or level control valve complete | No | 1
| K6.2 |  | Conduct a major service on a PRV or level control valve complete | No | 1
TOTAL CARRIED FORWARD TO SUMMARY
SECTION L: FILTER PIPEWORK
| L1 | SABS1200L | PIPEWORK
| L1.1 | PSL 3 to 6 | Carefully remove & hand over to council stores the following ø250mm steel pipework specials:
| L1.1.1 |  | 370mm x 370mm 90° Bend | No | 2
| L1.2 | PSL3 to 6 | Carefully remove, strip existing coating, galvanise, coat & reinstate the following ø250mm steel pipework specials:
| L1.2.1 |  | 1500mm straight | No | 2
| L1.2.2 |  | 800mm x 380mm unequal 90° Bend | No | 2
| L1.2.3 |  | 265mm x 410mm unequal 90° Bend | No | 2
| L1.2.4 |  | 1300mm straight | No | 2
| L1.3 | PSL3 to 6 | Carefully remove, strip existing coating, modify, galvanise, coat & reinstate the following ø250mm steel pipework specials, including all additional flanges:
| L1.3.1 |  | 2150mm straight | No | 2
| L1.3.2 |  | 3020mm straight | No | 2
| L1.3.3 |  | 3040mm straight | No | 2
| L1.3.4 |  | 3385mm straight | No | 2
| L1.4 | PSL3 to 6 | Fabricate, galvanise, coat & install the following ø250mm steel pipework specials:
| L1.4.1 |  | 620mm x 370mm unequal 90° Bend | No | 2
| L1.4.2 |  | Table 10 blank flanges | No | 2
| L1.5 |  | Carefully remove & reinstate the following:
| L1.5.1 | PSPA5 | ø250mm butterfly valve to clearwater outlet | No | 2
| L2 |  | DEMOLITION
| L2.1 | PSPA1 | Demolish existing half brick plastered wall and spoil off site. | m | 2
| L3 |  | MISCELLANEOUS
| L3.1 | PSPA3 | Prepare floor area below pipework for screed by scabbling of concrete to expose aggregates and application of "Sikadur 32N" or similar bonding agent. | m² | 2
| L3.2 | PSPA4 | Screed to floor area below pipework. | m³ | 2
| L3.3 |  | Allow R 20 400.00 for the disconnection and removal of gearboxes, extension pieces and actuators as well as the re-commisioning of above mention items upon completion of the works to ø250mm clear water outlet valve by specialist nominated subcontractor. | Sum | 1 | 20400 | 20400
| L3.4 |  | Overheads, charges and profit on item L3.3 above. | %
TOTAL CARRIED FORWARD
TOTAL BROUGHT FORWARD
| L3.5 |  | Allow R 38 630.00 for the procurement of one ø250mm gearbox & actuator to replace lost critical spare by specialist subcontractor | Sum | 1 | 38630 | 38630
| L3.6 |  | Overheads, charges and profit on item 3.5 above. | %
| L3.7 |  | Allow R 50 000.00 for the refurbishment of existing ø250mm butterfly valves to clear water outlets involving the removal of valves, complete corrosion protection refurbishment, hydraulic refurbishment including pressure testing, re-installation of valves and re-connection of gearbox/actuators. | Sum | 1 | 50000 | 50000
| L3.8 |  | Overheads, charges and profit on item 3.7 above. | %
| L3.9 | PSL7 | Fabricate and install GMS pipe support brackets complete as detailed in Dwg. 227-4-5 & 227-4-6 | No | 1
| L3.10 |  | Allow R 20 000 for the disconnection and re-commisioning of existing magflow meters to filters by instrumentation specialist. | Sum | 1 | 20000 | 20000
| L3.11 |  | Overheads, charges and profit on item L3.10 above. | %
TOTAL CARRIED FORWARD TO SUMMARY
SECTION M: CLEAR WATER OUTLET WELL
| M1 |  | TILING
| M1.1 | PSPB1 | Carefully remove existing glazed ceramic tiles from all faces of clear water outlet well and dispose of off site. | m² | 5
| M1.2 | PSPB2 | Supply glazed ceramic tile (allow a tile material cost of R85.00/m²) and lay including adhesive and grout. Rate to include all cutting and work in confined areas. | m² | 5
| M1.3 | PSPB3 | Supply and lay genesis aluminium edge strip to tile. | m | 5
| M2 |  | MISCELLANEOUS
| M2.1 |  | Allow R 20 000.00 for the refurbishment of existing clear water outlet well drain plugs to 24 filters. | Sum | 1 | 20000 | 20000
| M2.2 |  | Overheads, charges and profit on item 2.1 above. | %
| M2.3 |  | Allow R 20 000.00 for the provision, installation & commisioning of ultrasonic sensors to clear water outlet wells by instrumentation specialist. | Sum | 1 | 20000 | 20000
| M2.4 |  | Overheads, charges and profit on item 2.3 above. | %
| M2.5 |  | Allow R 20 000.00 for the provision, installation & commisioning of turbidity sensors by instrumentation specialist. | Sum | 1 | 20000 | 20000
| M2.6 |  | Overheads, charges and profit on item 2.5 above. | %
| M2.7 |  | Allow R 15 000.00 for the provision, installation & commisioning of lighting to clear water wells by nominated subcontractor | Sum | 1 | 15000 | 15000
| M2.8 |  | Overheads, charges and profit on item M2.7 above. | %
TOTAL CARRIED FORWARD TO SUMMARY
SECTION N: FILTER BEDS
| N1 |  | FILTER MEDIA
| N1.1 | PSPC1 & PSPC5 | Remove existing 6 - 12mm pebbles and dispose of off site. (There is an average of 6m³ of pebbles per filter bed and 12 filters require pebbles to be removed). | m³ | 3
| N1.2 | PSPC1 & PSPC5 | Remove existing 3 - 5mm grit and dispose of off site. (There is an average of 4m³ of grit per filter bed and 12 filters require grit to be removed). | m³ | 3
| N1.3 | PSPC1 & PSPC5 | Remove existing 0.7mm sand and dispose of off site. (There is an average of 27m³ of sand per filter bed and 12 filters require grit to be removed). | m³ | 3
| N1.4 | PSPC2 | Rebag Silica Quartz (contact person Reinet Pretorius tel 013 665 7900) or similar approved 6 - 12mm filter pebbles currently stockpiled on site. The rate to include packaging of the pebbles in clearly marked 40kg polypropylene bags, palletting and wrapping in 1000kg lots (i.e. 25 bags per pallet) transport to and installation in filter bed. Note that the material must be at least 97% silicon and the mass loss by acid solubility must be <0,5%. 6mm - 12mm pebbles. The material is to have a maximum particle size of 12,50mm and a minimum particle size is 5,00mm. The uniformity coefficient it to be a maximum of 1,80. (There are an average of 142 bags of pebbles per filter bed and 12 filters require new pebbles) | Bags | 3
| N1.5 | PSPC3 | Procure Silica Quartz (contact person Reinet Pretorius tel 013 665 7900) or similar approved 6 - 12mm filter pebbles currently stockpiled on site. The rate to include packaging of the grit in clearly marked 40kg polypropylene bags, paletting and wrapping in 1000kg lots (i.e. 25 bags per pallet) transport to site and installation in filter bed. Note that the material must be at least 97% silicon and the mass loss by acid solubility must be <0,5%. The material is to have a maximum particle size of 12,5mm and a minimum particle size is 5,0mm. The uniformity coefficient it to be a maximum of 1,8. (There are an average of 142 bags of pebbles per filter bed and 12 filters require new pebbles) | Bags | 3
| N1.6 | PSPC2 | Rebag Silica Quartz (contact person Reinet Pretorius tel 013 665 7900) or similar approved 3 - 5mm filter grit currently stockpiled on site. The rate to include packaging of the grit in clearly marked 40kg polypropylene bags, palletting and wrapping in 1000kg lots (i.e. 25 bags per pallet) transport to and installation in filter bed. Note that the material must be at least 97% silicon and the mass loss by acid solubility must be <0,5%. The material is to have a maximum particle size of 5.6mm and a minimum particle size is 2.8mm. The uniformity coefficient it to be a maximum of 1,60. (There are an average of 142 bags of pebbles per filter bed and 12 filters require new pebbles) | Bags | 3
TOTAL CARRIED FORWARD
TOTAL BROUGHT FORWARD
| N1.7 | PSPC3 | Procure Silica Quartz (contact person Reinet Pretorius tel 013 665 7900) or similar approved 3-5mm filter grit. The rate to include packaging of the grit in clearly marked 40kg polypropylene bags, palletting and wrapping in 1000kg lots (i.e. 25 bags per pallet) transport to site and installation in filter bed. Note that the material must be at least 97% silicon and the mass loss by acid solubility must be <0,5%. The maximum partical size is 5,6mm and the minimum particle size is 2,8mm with a minimum uniformity coefficeint of 1,6. Note their are an average of 142 bags of grit per filter bed and 12 filters require new grit. | Bags | 3
| N1.8 | PSPC2 | Rebag Silica Quartz (contact person Reinet Pretorius tel 013 665 7900) or similar approved 0,7mm filter sand. The rate to include packaging of the grit in clearly marked 40kg polypropylene bags, palletting and wrapping in 1000kg lots (i.e. 25 bags per pallet) transport to site and installation in filter bed. Note that the material must be at least 97% silicon and the mass loss by acid solubility must be <0,5%. The material must have a minimum of 95% passing the 1,18mm sieve and a maximum of 5% retained on the 0,60mm sieve. The uniformity coefficeint of to be a maximum of 1,4. (There are an average of 1000 bags per filter bed and 12 filters require new grit). | Bags | 3
| N1.9 | PSPC3 | Procure Silica Quartz (contact person Reinet Pretorius tel 013 665 7900) or similar approved 0,7mm filter sand. The rate to include packaging of the grit in clearly marked 40kg polypropylene bags, palletting and wrapping in 1000kg lots (i.e. 25 bags per pallet) transport to site and installation in filter bed. Note that the material must be at least 97% silicon and the mass loss by acid solubility must be <0,5%. The material must have a minimum of 95% passing the 1,18mm sieve and a maximum of 5% retained on the 0,60mm sieve. The uniformity coefficeint of to be a maximum of 1,4. (There are an average of 1000 bags per filter bed and 12 filters require new grit). | Bags | 3
| N1.10 | PSPC4 | Bulk Earthworks to area above Sed #4 for storage of filter media as follows:
| N1.10.1 |  | Scarify insitu material to a depth of 150mm and compact to 100% MOD AASHTO. | m³ | 3
| N1.10.2 |  | Import suitable G6 material from commercial sources and construct platform and embankment in layers not exceeding 150mm compacted to 95% mod AASHTO density. | m³ | 3
| N2 |  | FILTER NOZZLES
| N2.1 | PSPC6 & PSPC7 | Carefully remove existing PCI Africa filter nozzle assembly comprising Mark II nozzle domes (12mmx3mm slots) with special snap-on sealing plates and green nozzle air stem from filter bed floor area and dispose of off site. The removal of filter media is measured elswhere. (There are an average of 1200 nozzles per filter bed and 12 filters require replacement nozzles) | No | 3
| N2.2 |  | Extra-over to item 2.1 for saw cutting concrete around nozzles to a maximum depth of 200mm in the event that the thread is worn and nozzles are unable to be removed and/or replaced | m | 3
TOTAL CARRIED FORWARD
TOTAL BROUGHT FORWARD
| N2.3 |  | Extra-over to item 2.1 for breaking out of concrete and disposing of all rubble and debris off site | m³ | 3
| N2.4 |  | Extra-over to item 2.1 for scabbling concrete to expose aggregates along edges of all saw-cuts and apply "Sikadur 32N" or similar approved bonding agent | m² | 3
| N2.5 |  | Extra-over to item 2.1 to high pressure jet scabbled concrete surface area to remove all contaminants | m² | 3
| N2.6 |  | Extra-over to item 2.1 for repairing void with "Sika MonoTop-615 HB" or similar approved repair mortar | m³ | 1
| N2.7 |  | Extra-over to item 2.1 for rethreading uPVC lateral pipeline to ensure nozzles can be firmly inserted | No | 3
| N2.8 | PSPC8 | Carefully unclog ø110 uPVC collector pipework of filter media (mostly filter sand) by flushing with clear water. (There are an average of 29 ø110 uPVC collector pipes per filter bed each ~ 6,50m long with 12 filters requiring refurbishment) | m | 3
| N2.9 |  | Extra-over to item 2.8 for provision, installation and removal of uPVC or similar approved plugs to insert into lateral collector pipes to facilitate cleaning | No | 3
| N2.1 |  | Extra-over to item 2.8 for removal of existing cover plate and valve and hand over items to client stores | No | 3
| N2.11 |  | Extra-over to item 2.8 for provision and installation of new 900mm x 700mm cover plate, complete with all fasteners, gaskets and coatings as detailed in Dwg. 227-4-3. | No | 3
| N2.12 |  | Allow R 52 800.00 for the disconnection and removal of gearboxes, extension pieces and actuators as well as the re-commisioning of above mention items upon completion of the works to ø600mm scour outlet valve by specialist nominated subcontractor. | Sum | 1 | 52800 | 52800
| N2.13 |  | Overheads, charges and profit on item N2.12 above. | %
| N2.14 | PSPC9 | Carefully remove, store & reinstate the following ø600mm steel pipework specials:
| N2.14.1 |  | 685mm long lobster bend | No | 1
| N2.14.2 |  | 310mm straight | No | 1
| N2.14.3 |  | Butterfly wafer valve | No | 1
| N2.15 | PSPC10 | Procure PCI Africa (contact person Rory Carol tel 011 794 5004) or similar approved filter nozzle assembly comprising Mark II nozzle domes (12x3mm slots) with special snap-on sealing plates and green nozzle air stem. The rate to include transport of components to site, storage on site (if required) and installation into filter bed. (There are an average of 1200 nozzles per filter bed and 12 filters require replacement nozzles) | No | 1
| N3 |  | MISCELLANEOUS
| N3.1 |  | Allow R 40 000.00 for the provision, installation & commisioning of ultrasonic sensors to filters by instrumentation specialist. | Sum | 1 | 40000 | 40000
| N3.2 |  | Overheads, charges and profit on item 3.1 above. | %
| N3.3 |  | Allow R 25 000.00 for the provision, installation & commisioning of lighting to filter well by specialist contractor | Sum | 1 | 25000 | 25000
| N3.4 |  | Overheads, charges and profit on item N3.3 above. | %
TOTAL CARRIED FORWARD
TOTAL BROUGHT FORWARD
| N3.5 | PSPC11 | Spall Repairs
| N3.5.1 |  | Sound and mark areas of defective concrete | m² | 2
| N3.5.2 |  | Break out defective concrete as identified in item 3.5.1 and dispose of all rubble | m³ | 1
| N3.5.3 |  | High pressure jet all defective areas to remove any surface contaminants | m² | 2
| N3.5.4 |  | Treat exposed reinforcing and concrete surfaces with"SikaTop Armatec 110 EC" or similar approved bonding slurry and anti-corrosion reinforcement primer | m² | 2
| N3.5.5 |  | Repair void with "Sika MonoTop-615 HB" or similar approved repair mortar | m³ | 1
| N3.5.6 |  | Apply "SikaTop Seal-107 ZA" or similar approved waterproofing slurry to internal & external surface of void | m² | 2
| N3.7 | PSPC9 | Remove, store & reinstate upon completion of the works, temporary wooden walkways that provide access to the acctuators | Sum | 1
| N3.8 |  | Filter Over Flow Pipe
| N3.8.1 | PSPC12 | Core through existing 200mm thick reinforced concrete wall to allow for placement of ø500mm GMS pipework. | No | 2
| N3.8.2 | SABS1200L Cl. 8.2.2 & PSL1 & 3 to 6 | Fabricate, galvanise, coat & install the following ø500mm steel pipework specials:
| N3.8.2.1 |  | Bell Mouth | No | 2
| N3.8.2.2 |  | 555mm long straight | No | 2
| N3.8.2.3 |  | 600mm long straight | No | 2
| N3.8.2.4 |  | Lobster bend (total length along center line of 900mm) | No | 2
| N3.8.2.5 |  | Outlet bend (total length of 570mm along center line) | No | 2
| N3.8.3 |  | Fabricate and install GMS pipe support bracket complete | No | 2
TOTAL CARRIED FORWARD TO SUMMARY
SECTION O: DAFF SYSTEM
| O1 |  | DAFF Nozzles
| O1.1 | PSPD1 | Carefully remove existing stainless steel daff diffuser assembly comprising threaded stainless steel shaft with nylon cap screwed onto shaft from diffuser pipework in filter bed strip, clean, reassemble and refit. Note there are an average of 90 diffusers per filter bed and 24 filters require maintenance. | No | 2
| O1.1.1 | PSPD2 | Extra over to item 1.1 above for the supply of a new stainless steel shaft. | No | 2
| O1.1.2 | PSPD3 | Extra over to item 1.1 above for the supply of a new nylon cap. | No | 2
| O2 |  | DAFF Mass Flow Meters
| O2.1 | SABS1200L Cl. 8.2.2 & PSL1 & 3 to 6 | Fabricate, galvanise, coat & install the following ø100mm steel pipework specials, complete with all fittings
| O2.1.1 |  | Straight (Length = 870mm) | No | 1
| O2.1.2 |  | Straight (Length = 875mm) | No | 1
| O2.1.3 |  | Straight (Length = 880mm) | No | 1
| O2.1.4 |  | Straight (Length = 885mm) | No | 2
| O2.1.5 |  | Straight (Length = 890mm) | No | 2
| O2.1.6 |  | Straight (Length = 940mm) | No | 1
| O2.1.7 |  | Straight (Length = 945mm) | No | 2
| O2.1.8 |  | Straight (Length = 950mm) | No | 2
| O2.1.9 |  | Straight (Length = 960mm) | No | 2
| O2.1.10 |  | Straight (Length = 965mm) | No | 1
| O3 |  | MISCELLANEOUS
| O3.1 |  | Allow R 25 800.00 for the installation and commisioning of mass flow meters to DAFF inlet pipework to filters by instrumentation specialist. | Sum | 1 | 25800 | 25800
| O3.2 |  | Overheads, charges and profit on item 3.1 above. | %
| O3.3 |  | Allow R 50 000.00 for the refurbishment of existing ø100 flanged gate valves to DAFF inlet pipework to filters by mechanical specialist. | Sum | 1 | 50000 | 50000
| O3.4 |  | Overheads, charges and profit on item O3.3 above. | %
TOTAL CARRIED FORWARD TO SUMMARY
SECTION P: ALGAE WASHING SYSTEM
| P1 | SABS1200L Cl. 8.2.1 & PSL1 & 3 to 6 | GMS PIPEWORK
| P1.1 |  | Supply lay and test medium duty galvanized threaded steel pipe to SABS 62 including cutting to the required lengths and threading to the following diameters:
| P1.1.1 |  | ø50mm nominal bore. | m | 2
| P1.2 |  | Lay and test medium duty galvanized threaded steel pipe to SABS 62 including cutting to the required lengths and threading to the following diameters (Material taken from stock on site):
| P1.2.1 |  | ø50 nominal bore. | m | 2
| P1.3 |  | Supply, lay and test medium duty galvanized threaded steel pipe fittings to SABS 509 as follows (all joints to be bitumen epxoy coated):
| P1.3.1 |  | ø50mm 90º female elbow. | No | 2
| P1.3.2 |  | ø50mm 90º male/female elbow. | No | 2
| P1.3.3 |  | ø50mm female equal tee. | No | 2
| P1.3.4 |  | ø50mm union coupler. | No | 2
| P2 | SABS1200L Cl. 8.2.1 & PSL2 to 6 | PP-R PIPEWORK
| P2.1 |  | Supply, lay and test Pestan Fluidtherm PP-R or similar approved pipelines, including cutting to the required lengths and welding on site to the following diameters:
| P2.1.1 |  | ø50 PN 16 (Colour Green) | m | 2
| P2.2 |  | Lay and test Pestan Fluidtherm PP-R or similar approved pipelines, including cutting to the required lengths and welding on site to the following diameters (Material taken from stock on site):
| P2.2.1 |  | ø50 PN 16 (Colour Green) | m | 2
| P2.3 |  | Supply, lay and test Pestan Fluidtherm PP-R fittings, including welding of joints as follows:
| P2.3.1 |  | ø50mm 90º threaded male/female bend | No | 2
| P2.3.2 |  | ø50mm 90º threaded female/female bend | No | 2
| P2.3.3 |  | ø50mm female threaded equal tee. | No | 2
| P2.3.4 |  | ø50mm socket | No | 2
| P2.3.5 |  | ø50mm threaded female/male coupling | No | 2
| P3 | PSPE1 | NOZZLES
| P3.1 |  | Supply lay and test, complete with reducing bush, the following nozzles:
| P3.1.1 |  | ¾" FF128 Brass extra wide angle nozzle | No | 2
| P3.1.2 |  | ¾" SPN 200 brass high impact narrow fan spray nozzle | No | 2
TOTAL CARRIED FORWARD
TOTAL BROUGHT FORWARD
| P4 |  | MISCELLANEOUS
| P4.1 | PSPE2 | Prepare concrete substrate to walls of filters and apply ARMCOTECH thermoplastic polymer resin 323 or similar approved minimum of two coats all to manufactureres specification. Contact Chris White of Chris White Agencies on 043 722 2870 for further information. | m² | 2
| P4.2 |  | Allow R 50 000.00 for the provision, installation & commisioning of valves and actuators to algae washing system by specialist contractor | Sum | 1 | 50000 | 50000
| P4.3 |  | Overheads, charges and profit on item P4.2 above. | %
TOTAL CARRIED FORWARD TO SUMMARY
SECTION Q: CHAMBERS
(All profit, overheads, management and supervision to be included in rates)
| Q1 |  | BRICK CHAMBERS
Construct 230mm double skin brick wall chambers complete.
Rate to include supply of chamber material, in-situ preperation,
base slab, malthoid, brickwork and roof slab for the following
sizes of the cover slab in plan and chamber depths from top of
roof slab to bottom of floor slab:
| Q1.1 |  | 0 m² < Area in Plan ≤ 3 m²
| Q1.1.1 |  | Depths 1m up to and including 1.5m | No. | 2
| Q1.1.2 |  | Depths greater than 1.5m up to and including 2.5m | No. | 2
| Q1.1.3 |  | Depths greater than 2.5m up to and including 3.5m | No. | 2
| Q1.2 |  | 3 m² < Area in Plan ≤ 5 m²
| Q1.2.1 |  | Depths 1m up to and including 1.5m | No. | 2
| Q1.2.2 |  | Depths greater than 1.5m up to and including 2.5m | No. | 2
| Q1.2.3 |  | Depths greater than 2.5m up to and including 3.5m | No. | 2
| Q1.3 |  | 5 m² < Area in Plan ≤ 7 m²
| Q1.3.1 |  | Depths 1m up to and including 1.5m | No. | 2
| Q1.3.2 |  | Depths greater than 1.5m up to and including 2.5m | No. | 2
| Q1.3.3 |  | Depths greater than 2.5m up to and including 3.5m | No. | 2
| Q1.4 |  | 7 m² < Area in Plan ≤ 9 m²
| Q1.4.1 |  | Depths 1m up to and including 1.5m | No. | 2
| Q1.4.2 |  | Depths greater than 1.5m up to and including 2.5m | No. | 2
| Q1.4.3 |  | Depths greater than 2.5m up to and including 3.5m | No. | 2
| Q1.5 |  | Extra-over items K1.1 to K1.4 for the installation of a Maverick | No. | 2
Type 2A lockable lid cast into the top slab.
Procure and install complete pre-cast concrete top structure {inclusive of all panels, base & cover slabs, galvanized door, LIDS pedestal, seat & id, vent pipe and fly screen, handwash basin, fittings and seals), all as approved by Buffalo City Municipality Metropolitan.
| Q1.5 |  | a) Single VIP toilet (top structure) complete | N0. | 1
TOTAL CARRIED FORWARD
TOTAL BROUGHT FORWARD
SECTION Q: CHAMBERS (Continued)
| Q2 |  | MANHOLE CHAMBERS
Construct Manhole chambers complete including concrete
base, chamber manhole rings, top slab for the following sizes
and depths:
| Q2.1 |  | 1m Rocla Chamber
| Q2.1.1 |  | Depths up to and including 0.5m | No. | 1
| Q2.1.2 |  | Depths greater than 0.5m up to and including 1m | No. | 1
| Q2.1.3 |  | Depths greater than 1m up to and including 1.5m | No. | 1
| Q2.1.4 |  | Depths greater than 1.5m up to and including 2m | No. | 1
| Q2.1.5 |  | Depths greater than 2m up to and including 2.5m | No. | 1
| Q2.1.6 |  | Depths greater than 2.5m up to and including 3m | No. | 1
| Q2.1.7 |  | Depths greater than 3m up to and including 3.5m | No. | 1
| Q2.1.8 |  | Depths greater than 3.5m up to and including 4m | No. | 1
| Q2.2 |  | 1.5m Rocla Chamber
| Q2.2.1 |  | Depths up to and including 0.5m | No. | 1
| Q2.2.2 |  | Depths greater than 0.5m up to and including 1m | No. | 1
| Q2.2.3 |  | Depths greater than 1m up to and including 1.5m | No. | 1
| Q2.2.4 |  | Depths greater than 1.5m up to and including 2m | No. | 1
| Q2.2.5 |  | Depths greater than 2m up to and including 2.5m | No. | 1
| Q2.2.6 |  | Depths greater than 2.5m up to and including 3m | No. | 1
| Q2.2.7 |  | Depths greater than 3m up to and including 3.5m | No. | 1
| Q2.2.8 |  | Depths greater than 3.5m up to and including 4m | No. | 1
| Q2.3 |  | 1.8m Rocla Chamber
| Q2.3.1 |  | Depths up to and including 0.5m | No. | 2
| Q2.3.2 |  | Depths greater than 0.5m up to and including 1m | No. | 2
| Q2.3.3 |  | Depths greater than 1m up to and including 1.5m | No. | 2
| Q2.3.4 |  | Depths greater than 1.5m up to and including 2m | No. | 2
| Q2.3.5 |  | Depths greater than 2m up to and including 2.5m | No. | 2
TOTAL CARRIED FORWARD
TOTAL BROUGHT FORWARD
SECTION Q: CHAMBERS (Continued)
| Q2.3.6 |  | Depths greater than 2.5m up to and including 3m | No. | 2
| Q2.4 |  | Extra-over items K2.1 to K2.3 for the installation of a Maverick Type 2A lockable lid cast into the top slab. Supply measured elsewhere. | No. | 1
| Q2.5 |  | Extra-over items K2.1 to K2.3 for the installation of a locking bar cast into the top slab as per standard detail provided. Supply measured elsewhere. | No. | 1
| Q3 |  | VALVE AND HYDRANT CHAMBERS
| Q3.1 |  | Supply and install precast concrete valve and hydrant chambers for the following depths, complete. Rate to include chamber concrete base, precast concrete sections, polymer Type 5A maverick lid and frame (Yellow for hydrant chambers, Blue for valve chambers)
| Q3.1.1 |  | Depths up to and including 0.5m | No. | 1
| Q3.1.2 |  | Depths greater than 0.5m up to and including 1m | No. | 1
| Q3.1.3 |  | Depths greater than 1m up to and including 1.5m | No. | 1
| Q3.1.4 |  | Depths greater than 1.5m up to and including 2m | No. | 1
| Q3.1.5 |  | Depths greater than 2m up to and including 2.5m | No. | 1
| Q3.1.6 |  | Depths greater than 2.5m up to and including 3m | No. | 1
| Q3.2 |  | Supply and install thermoplastic valve and hydrant chambers for the following depths, complete. Rate to include the supply and installation of a single brick base layer, 315mm uPVC Class 9 pipe, thermoplastic cover and frame (Yellow for hydrant chambers, Blue for valve chambers).
| Q3.2.1 |  | Depths up to and including 1m | No. | 1
| Q3.2.2 |  | Depths greater than 1m up to and including 2m | No. | 1
| Q3.2.3 |  | Depths greater than 2m up to and including 3m | No. | 1
| Q4 |  | MISCELLANEOUS
| Q4.1 |  | Construct an unreinforced concrete pedestal less than 0.05m³ in volume and of concrete strength no less than 25MPa | No. | 1
| Q4.2 |  | Plaster the outside of exposed brickwork complete | m² | 1
TOTAL CARRIED FORWARD TO SUMMARY
SECTION R: METERS
(All profit, overheads, management and supervision to be included in rates)
Installation of meters complete. Rate to include provision for nuts, bolts, full face gaskets, corrosion protection (Copper slip paste or equivalent approved), fittings and flanges if required.
| R.1 |  | CONSUMER WATER METERS - SUPPLIED BY CLIENT
| R1.1 |  | Replace/Install ICI and domestic water meters (Supplied by Client)
| R1.1.1 |  | 15 mm | No. | 2
| R1.1.2 |  | 20 mm | No. | 2
| R1.1.3 |  | 25 mm | No. | 2
| R1.1.4 |  | 30 mm | No. | 2
| R1.1.5 |  | 40 mm | No. | 2
| R1.1.6 |  | 50 mm | No. | 2
| R1.1.7 |  | 80 mm | No. | 2
| R1.1.8 |  | 100 mm | No. | 1
| R1.1.9 |  | 150 mm | No. | 1
| R1.1.10 |  | 200 mm | No. | 1
| R1.1.11 |  | 250 mm | No. | 1
| R1.1.12 |  | 300 mm | No. | 1
| R1.2 |  | Installation of Domestic Flow Limiting Devices complete (Supplied by Client), including collection from municipal stores, plant, labour, profit and Site Supervision. Rate to include completion and submission of relevant forms. Travel measured elsewhere. | No. | 2
| R1.3 |  | Installation of Domestic Flow Restrictors complete (Supplied by Client) including collection from municipal stores, plant, labour, profit and Site Supervision. Installation including completion of consumer notice form and restrictor installation forms plus forwarding of such paperwork and GPS co-ordinated photo to the relevant Engineer on a weekly basis. Travel measured elsewhere. | No. | 2
| R1.4 |  | Inspection fee due to denied access for an attempted restrictor/meter installation. Rate to include completion of consumer notice form and restrictor installation form plus forwarding of such paperwork and GPS co-ordinated photos to the Engineer on a weekly basis. Travel measured elsewhere. | No. | 2
| R1.5 |  | Inspect leak and/or water meter and report findings to the Engineer including all relevant paperwork and a GPS co-ordinated photograph. | No. | 2
TOTAL CARRIED FORWARD
TOTAL BROUGHT FORWARD
SECTION R: METERS (continued)
| R.2 |  | BULK WATER METERS - SUPPLIED BY CLIENT
| R2.1 |  | Class 16 cold potable mechanical water meter (Sensus Meistream
or similar approved) supplied by Client of diameters stated:
| R2.1.1 |  | 50mm Ø | No. | 2
| R2.1.2 |  | 80mm Ø | No. | 2
| R2.1.3 |  | 100mm Ø | No. | 2
| R2.1.4 |  | 150mm Ø | No. | 2
| R2.1.5 |  | 200mm Ø | No. | 2
| R2.1.6 |  | 250mm Ø | No. | 1
| R2.1.7 |  | 300mm Ø | No. | 1
| R2.1.8 |  | 350mm Ø | No. | 1
| R2.1.9 |  | 400mm Ø | No. | 1
| R2.2 |  | Class 16 cold potable electromagnetic water meter, IP68 compliant (Waterflux 3000 magflow - KROHNE/similar approved) supplied by Client, mains supplied of diameters stated:
| R2.2.1 |  | 100mm Ø | No. | 2
| R2.2.2 |  | 150mm Ø | No. | 2
| R2.2.3 |  | 200mm Ø | No. | 2
| R2.2.4 |  | 250mm Ø | No. | 2
| R2.2.5 |  | 300mm Ø | No. | 2
| R2.2.6 |  | 350mm Ø | No. | 1
| R2.2.7 |  | 400mm Ø | No. | 1
| R2.2.8 |  | 450mm Ø | No. | 1
| R2.2.9 |  | 500mm Ø | No. | 1
| R2.3 |  | Class 16 cold potable electromagnetic water meter, IP68 compliant (Waterflux 3000 magflow - KROHNE/similar approved) supplied by Client, battery powered of diameters stated:
| R2.3.1 |  | 100mm Ø | No. | 1
| R2.3.2 |  | 150mm Ø | No. | 1
| R2.3.3 |  | 200mm Ø | No. | 1
| R2.3.4 |  | 250mm Ø | No. | 1
| R2.3.5 |  | 300mm Ø | No. | 1
TOTAL CARRIED FORWARD
TOTAL BROUGHT FORWARD
SECTION R: METERS (continued)
| R2.3.6 |  | 350mm Ø | No. | 2
| R2.3.7 |  | 400mm Ø | No. | 2
| R2.3.8 |  | 450mm Ø | No. | 2
| R2.3.9 |  | 500mm Ø | No. | 2
| R2.4 |  | Install Nivus probes (or similar approved) supplied by Client onto existing steel pipes. Rate to include: welding of 4 x sockets onto the pipe; installation of 4 x ball valves, nipples and sensors; installation of NFE junction box and cabling. | No. | 2
| R2.5 |  | Install Nivus probes (or similar approved) supplied by Client onto existing non-steel pipes. Rate to include: installation of coupling/saddle, 4 x sockets onto the coupling; installation of 4 x ball valves, nipples and sensors; installation of NFE junction box and cabling. | No. | 2
TOTAL CARRIED FORWARD TO SUMMARY
|  | SANS 1200G | SECTION S: CONCRETE (STRUCTURAL)
| S1 | 8.1.3 | CONCRETE
| S1.1 | 8.4.2 | Strength concrete 15 MPa/19 mm | m³ | 2
| S1.2 | 8.4.2 | Strength concrete 15 MPa/40 mm | m³ | 2
| S1.3 | 8.4.3 | Strength concrete: 20 MPa/19mm | m³ | 2
| S1.4 | 8.4.3 | Strength concrete: 20 MPa/40mm | m³ | 2
| S1.5 |  | Strength concrete: 25 MPa/19mm | m³ | 2
| S1.6 |  | Strength concrete: 25 MPa/40mm | m³ | 2
| S1.7 |  | Strength concrete: 30 MPa/19mm | m³ | 2
| S1.8 |  | Strength concrete: 30 MPa/40mm | m³ | 2
| S1.9 |  | Strength concrete: 35 MPa/19mm | m³ | 2
| S1.10 |  | Strength concrete: 35 MPa/19mm with rapid-hardening cement | m³ | 2
| S1.11 |  | Prescribed mix concrete -1:2:4 | m³ | 2
| S2 | 8.1.1 | FORMWORK
| S2.1 | 8.2.1 | Rough walls below ground
| S2.1.1 |  | Vertical plane | m² | 2
| S2.1.2 |  | Vertical curved | m² | 2
| S2.2 | 8.2.2 | Smooth vertical plane to:
| S2.2.1 |  | walls | m² | 2
| S2.2.2 |  | columns | m² | 2
| S2.2.3 |  | beams | m² | 2
| S2.2.4 |  | Vertical curved to walls | m² | 2
| S2.3 | 8.2.5 | Vertical narrow widths up to 300 mm wide | m | 2
| S2.4 | 8.2.3 | Special smooth formwork repaired and rubbed
| S2.4.1 |  | Vertical plane to outside wall | m² | 2
| S2.4.2 |  | Vertical curved to outside wall | m² | 2
| S2.5 | 8.2.4 | Special smooth off-form
| S2.5.1 |  | Faces of bridge abutment | m² | 2
| S2.5.2 |  | Parapet walls | m² | 2
TOTAL CARRIED FORWARD
TOTAL BROUGHT FORWARD
|  | SANS 1200G | SECTION S: CONCRETE (STRUCTURAL) (Cont)
| S2.6 | 8.1.1.2 | Chamfers exceeding 20 mm x 20 mm and grooves
| S2.6.1 |  | Chamfer 30 mm x 30 mm | m | 2
| S2.6.2 |  | Chamfer 40 mm x 40 mm | m | 2
| S2.6.3 |  | Groove 20 mm wide x 40 mm deep | m | 2
Box out holes/form voids
| S2.7 |  | Small, circular up to 0,35 m diam.: depths over and up to
| S2.7.1 |  | 0 m 0,5 m | No. | 2
| S2.7.2 |  | 0,5 m 1,0 m | No. | 2
| S2.7.3 |  | 1,0 m 1,5 m | No. | 2
| S2.7.4 |  | 1,5 m - | No. | 2
| S2.8 |  | Small, other shapes up to 0,1 m2 in area: depths over and up to
| S2.8.1 |  | 0 m 0,5 m | No. | 2
| S2.8.2 |  | 0,5 m 1,0 m | No. | 2
| S2.8.3 |  | 1,0 m 1,5 m | No. | 2
| S2.8.4 |  | 1,5 m - | No. | 2
| S2.9 |  | Large, circular, diam. 0,35 - 0,7 m : depths over and up to
| S2.9.1 |  | 0 m 0,5 m | No. | 2
| S2.9.2 |  | 0,5 m 1,0 m | No. | 2
| S2.9.3 |  | 1,0 m 2,0 m | No. | 2
| S2.9.4 |  | 2,0 m - | No. | 2
| S2.10 |  | Large, other shapes, area 0,1 - 0,5 m2 : depths over and up to
| S2.10.1 |  | 0 m 0,5 m | No. | 2
| S2.10.2 |  | 0,5 m 1,0 m | No. | 2
| S2.10.3 |  | 1,0 m 2,0 m | No. | 2
| S2.10.4 |  | 2,0 m - | No. | 2
| S3 | 8.1.2 | REINFORCEMENT
Mild steel bars
| S3.1 | 8.1.2.2 | Diameter 2 mm : Basic price | kg | 2
| S3.2 | 8.1.2.3 | Extra-over .3.1 for bars of diameter
TOTAL CARRIED FORWARD
TOTAL BROUGHT FORWARD
|  | SANS 1200G | SECTION R: CONCRETE (STRUCTURAL) (Cont)
| S3.2.1 |  | a) 8 mm | kg | 1
| S3.2.2 |  | b) 10 mm | kg | 1
| S3.2.3 |  | c) 12 mm | kg | 1
| S3.2.4 |  | d) 16 mm | kg | 1
| S3.2.5 |  | e) 20 mm | kg | 1
| S3.2.6 |  | f) 32 mm | kg | 1
| S3.2.7 |  | g) 40 mm | kg | 1
|  | 8.3.1 | High-tensile steel bars
| S3.3 | 8.1.2.2 | Diameter 25 mm : Basic Price | kg | 1
| S3.4 | 8.1.2.3 | Extra-over .3.3 for bars of diameter
| S3.4.1 |  | a) 8 mm | kg | 1
| S3.4.2 |  | b) 10 mm | kg | 1
| S3.4.3 |  | c) 12 mm | kg | 1
| S3.4.4 |  | d) 16 mm | kg | 1
| S3.4.5 |  | e) 20 mm | kg | 1
| S3.4.6 |  | f) 32 mm | kg | 1
| S3.4.7 |  | g) 40 mm | kg | 1
| S3.5 | 8.3.2 | High-tensile welded mesh reinforcement
| S3.5.1 |  | Type reference 193 in standard sheets | m² | 1
| S3.5.2 |  | Type reference 245 in non-standard sheets | m² | 1
| S3.5.3 |  | Type reference 395 in standard sheets | m² | 1
| S4 | 8.4.4 | UNIFORMED SURFACE FINISHES
| S4.1 |  | Wood-floated finish
| S4.1.1 |  | Bridge sidewalks | m² | 2
| S4.1.2 |  | Inverts of culverts | m² | 2
| S4.2 |  | Steel-floated finish
| S4.2.1 |  | Floor of reservoir | m² | 2
| S4.2.2 |  | Power-floated finish | m² | 2
TOTAL CARRIED FORWARD
TOTAL BROUGHT FORWARD
|  | SANS 1200G | SECTION S: CONCRETE (STRUCTURAL) (Cont)
| S4.3 |  | Special surface finish
| S4.3.1 |  | Bridge bearing areas | m² | 2
| S4.3.2 |  | Sliding joint areas | m² | 2
| S4.3.3 |  | Factory floor | m² | 2
| S5 | 8.5 | JOINTS
| S5.1 |  | Saw Joint (unsealed at 60mm thick) | m | 2
| S5.2 |  | Expnasion Joint (10x100mm softboard unsealed) | m | 2
TOTAL CARRIED FORWARD TO SUMMARY
|  | SANS 1200LG | SECTION T: PIPE JACKING AT CROSSING
| T1 | 8.2.1 | Jacking establishment
| T1.1 |  | a) Fixed charges | Sum | 1
| T1.2 |  | b) Time-related charges for jacking operations | Week | 1
| T2 |  | Excavation and backfilling
| T2.1 | 8.2.4 | Excavate for pipes at the jacking face (including removal and
disposal of surplus excavated material within a 0,5 km radius
of the working area) in material that is:
| T2.1.1 |  | a) Soft cohesive soil | m³ | 2
| T2.1.2 |  | b) Non-cohesive sand | m³ | 2
| T2.1.3 |  | c) Hard pickable soil | m³ | 2
| T2.1.4 |  | d) Cobbles and boulders larger than 150 mm but not larger | m³ | 2
than 500mm
| T2.1.5 |  | e) Very hard material occurring in bulk requiring extraordinary | m³ | 2
techniques for breaking, or boulders larger than 501mm
| T2.1.6 |  | f) A mixture of two or more of (a) - (e) above | m³ | 2
| T2.1.7 | 8.2.4 | Overhaul in excess of the 0,5 km freehaul distance, extra-over | m³.km | 2
items S2 for disposal of surplus excavation
| T3 | 8.2.2 | Supply of pipes to be jacked
| T3.1 |  | 900 mm dia. SC Type, designation 100D in one crossing | m | 2
| T3.2 |  | 1 050 mm dia. SC Type, designation 100D in two crossings, each | m | 2
approximately 155 m in length
| T4 | 8.2.3 | Jacking of pipes into their final positions
| T4.1 |  | 900 mm dia. SC Type, designation 100D at one crossing | m | 2
| T4.2 |  | 1 050 mm dia. SC Type, designation 100D at two crossings | m | 2
| T4.3 | 8.2.5 | Extra-over Items S4 for unforseen rock or boulders | m | 2
| T5 | 8.2.9 | Stabilization of unstable areas, where ordered
| T5.1 |  | a) Provide equipment and remove on completion | Sum | 1
| T5.2 |  | b) Operate equipment | Days | 2
| T5.3 |  | c) Materials | m³ | 2
| T6 | 8.2.9 | Grouting: Injection of cement/sand grout, mix ration as ordered
| T6.1 |  | a) Provide equipment and remove on completion | Sum | 1
| T6.2 |  | b) Operate equipment | Days | 2
TOTAL CARRIED FORWARD
TOTAL BROUGHT FORWARD
|  | SANS 1200LG | SECTION T: PIPE JACKING AT CROSSING (Cont)
| T6.3 |  | c) Materials | m³ | 3
| T6.4 | 8.2.10 | Standing time for pipe jacking gang complete with equipment | hours | 3
(where approved)
Alternative to items above
| T6.5 | 8.2.6 | Supply and install by the pipe jacking method, SC Type,
designation 100D concrete sleevepipes including all excavation
of spoil displaced and depositing of spoil at thrust pit top
| T6.5.1 |  | 200 mm diam. | m | 5
| T6.5.2 |  | 250 mm diam. | m | 5
| T6.5.3 |  | 315 mm diam. | m | 5
| T6.5.4 |  | 400 mm diam. | m | 5
| T6.5.5 |  | 525 mm diam. | m | 5
| T6.5.6 |  | 600 mm diam. | m | 5
| T6.5.7 | 8.2.7 | Extra-over Items above for lengths greater than 50 m | m | 5
| T6.6 | 8.2.8 | Excavation in rock using pneumatic tools or other techniques, | m³ | 5
where blasting not permitted
| T6.7 | 8.2.8 | Excavation in rock using explosives, where permitted | m³ | 5
TOTAL CARRIED FORWARD TO SUMMARY
| U |  | SECTION U: HAND DREDGING
|  | PA | CLEANING OF SEWERS:
as specified in Particular Specification PA
| U1 | PA 8.2.1 | Clean and remove waste material from sewers and dispose of at designated sites:
| U1.1 |  | (i) Hand dredging for the following pipe sizes:
| U1.1.1 |  | - 100 mm to 200 mm dia sewers | m | 2
| U1.1.2 |  | - 201 to 300 mm dia sewers | m | 2
| U2 | PA 8.2.2 | Locate and expose buried manholes or control structures | No | 2
| U3 | PA 8.2.3 | Clean and remove waste material and sludge from grit chambers, the dewatering at the Contractor’s designated site and disposal thereof at official municipal disposal sites | m3 | 2
| U4 | PA 8.2.4 | Transport and empty of 5m³ containers | Per Occ | 2
| U5 | PA 8.2.7 | Provisional rate for use of Contractor's container | No. per month | 2
| U6 | PA 8.2.9 | Extra over items B1 through to B3 for the removal of all solids and non-fluid waste material from sewer pipes silted more than 50% of its capacity
| U6.1 |  | - 100mm to 200mm dia sewers | m | 2
| U6.2 |  | - 201mm to 300mm dia sewers | m | 2
TOTAL CARRIED FORWARD TO SUMMARY
| V |  | SECTION V: MECHANICAL DREDGING (UP TO 600mm DIAMETER)
|  | PA | CLEANING OF SEWERS:
as specified in Particular Specification PA
| V1 | PA 8.2.1 | Clean and remove waste material from sewers and dispose of at designated sites:
| V1.1 |  | (i) Mechanical dredging for the following pipe sizes:
| V1.1.1 |  | - 301 mm to 400 mm dia sewers | m | 2
| V1.1.2 |  | - 401 to 500 mm dia sewers | m | 2
| V1.1.3 |  | - 501 to 600 mm dia sewers | m | 2
| V2 | PA 8.2.2 | Locate and expose buried manholes or control structures | No | 2
| V3 | PA 8.2.3 | Clean and remove waste material and sludge from grit chambers, the dewatering at the Contractor’s designated site and disposal thereof at official municipal disposal sites | m3 | 2
| V4 | PA 8.2.4 | Transport and empty of 5m³ containers | Per Occ | 2
| V5 | PA 8.2.7 | Provisional rate for use of Contractor's container | No. per month | 3
| V6 | PA 8.2.8 | Extra over items C1 through to C2 for root cutting | m | 2
| V7 | PA 8.2.9 | Extra over items C1 through to C3 for the removal of all solids and non-fluid waste material from sewer pipes silted more than 50% of its capacity
| V7.1 |  | - 301mm to 400mm dia sewers | m | 2
| V7.2 |  | - 401mm to 500mm dia sewers | m | 2
| V7.3 |  | - 501mm to 600mm dia sewers | m | 2
TOTAL CARRIED FORWARD TO SUMMARY
| W |  | SECTION W: MECHANICAL DREDGING (GREATER THAN 600mm DIAMETER)
|  | PA | CLEANING OF SEWERS:
as specified in Particular Specification PA
| W1 | PA 8.2.1 | Clean and remove waste material from sewers and dispose of at designated sites:
| W1.1 |  | (i) Mechanical dredging for the following pipe sizes:
| W1.1.1 |  | - 601 mm to 700 mm dia sewers | m | 2
| W1.1.2 |  | - 701 to 800 mm dia sewers | m | 2
| W1.1.3 |  | - 801 to 900 mm dia sewers | m | 2
| W1.1.4 |  | - 901 to 1000 mm dia sewers | m | 2
| W1.1.5 |  | - 1001 to 1200 mm dia sewers | m | 2
| W1.1.6 |  | - 1201 to 1400 mm dia sewers | m | 2
| W2 | PA 8.2.2 | Locate and expose buried manholes or control structures | No | 2
| W3 | PA 8.2.3 | Clean and remove waste material and sludge from grit chambers, the dewatering at the Contractor’s designated site and disposal thereof at official municipal disposal sites | m3 | 2
| W4 | PA 8.2.4 | Transport and empty of 5m³ containers | Per Occ | 2
| W5 | PA 8.2.7 | Provisional rate for use of Contractor's container | No. per month | 3
| W6 | PA 8.2.8 | Extra over items D1 through to D3 for root cutting | m | 2
| W7 | PA 8.2.9 | Extra over items D1 through to D3 for the removal of all solids and non-fluid waste material from sewer pipes silted more than 50% of its capacity
| W7.1 |  | - 601mm to 700mm dia sewers | m | 2
| W7.2 |  | - 701mm to 800mm dia sewers | m | 2
| W7.3 |  | - 801mm to 900mm dia sewers | m | 2
| W7.4 |  | - 901mm to 1 000mm dia sewers | m | 2
| W7.5 |  | - 1 001mm to 1 100mm dia sewers | m | 2
| W7.6 |  | - 1 101mm to 1 200mm dia sewers | m | 2
| W7.7 |  | - 1 201mm to 1 300mm dia sewers | m | 2
| W7.8 |  | - 1 301mm to 1 400mm dia sewers | m | 2
TOTAL CARRIED FORWARD TO SUMMARY
| X |  | SECTION X: HIGH PRESSURE JETTING AND DESLUDGING
|  | PA | CLEANING OF SEWERS:
as specified in Particular Specification PA
| X1 | PA 8.2.1 | Clean and remove waste material from sewers and dispose of at designated sites:
| X1.1 | PA 8.2.1 | (i) High pressure jetting (80 to 100 bar) for the following pipe sizes:
| X1.1.1 |  | - 100 mm to 300 mm dia sewers | m | 2
| X1.1.2 |  | - 301 to 600 mm dia sewers | m | 2
| X1.1.3 |  | - 601 to 1000 mm dia sewers | m | 2
| X1.1.4 |  | - 1001 to 1400 mm dia sewers | m | 2
| X1.2 |  | (ii) High pressure jetting (+450 bar) for the following pipe sizes:
| X1.2.1 |  | - 100 mm to 300 mm dia sewers | m | 2
| X1.2.2 |  | - 301 to 600 mm dia sewers | m | 2
| X1.2.3 |  | - 601 to 1000 mm dia sewers | m | 2
| X1.2.4 |  | - 1001 to 1400 mm dia sewers | m | 2
| X2 | PA 8.2.2 | Locate and expose buried manholes or control structures | No | 2
| X3 | PA 8.2.3 | Clean and remove waste material and sludge from grit chambers, the dewatering at the Contractor’s designated site and disposal thereof at official municipal disposal sites | m3 | 2
| X4 | PA 8.2.4 | Transport and empty of 5m³ containers | Per Occ | 2
| X5 | PA 8.2.9 | Extra over items X1 through to X2 for the removal of all solids and non-fluid waste material from sewer pipes silted more than 50% of its capacity
| X5.1 |  | - 100mm to 300mm dia sewers | m | 2
| X5.2 |  | - 301mm to 600mm dia sewers | m | 2
| X5.3 |  | - 601mm to 1 000mm dia sewers | m | 2
| X5.4 |  | - 1 001mm to 1 400mm dia sewers | m | 2
| X5.5 |  | Cleaning of Digesters/Clarifiers | m² | 2
| X5.6 |  | Desludging of Oxidation Ponds or Lagoons | m3 | 2
TOTAL CARRIED FORWARD TO SUMMARY
| Y |  | SECTION Y: REMOVAL OF SEWAGE AND BLOCKAGES
|  | PA | CLEANING OF SEWERS:
as specified in Particular Specification PA
| Y1 | PA 8.2.5 | Removal of sewage effluent by:
| Y1.1 |  | (a) Vacuum tanker (Load = 10 000ℓ) and dispose therof at:
| Y1.1.1 |  | - Manholes | Hour | 5
| Y1.1.2 |  | - Waste Water Treatment Works | Hour | 5
| Y1.2 |  | (b) Bypass pumps of sizes stated and dispose into manholes:
| Y1.2.1 |  | - 100mm (including 180m long lay flat pipes) | Day | 5
| Y1.2.2 |  | - 150mm (including 180m long lay flat pipes) | Day | 5
| Y1.2.3 |  | - 200mm (including 180m long lay flat pipes) | Day | 5
| Y1.3 | PA 8.2.6 | Removal of blockages and dispose of waste material at designated sites using:
| Y1.3.1 |  | - Sewer Cleaning equipment (drain rods, ratchet and augers) | Hour | 5
| Y1.3.2 |  | - Jetting Machine (Clean water tank capacity of 6 000ℓ) | Hour | 5
| Y1.4 | PA 8.2.7 | Provisional rate for use of Contractor's container | No. per month | 1
TOTAL CARRIED FORWARD TO SUMMARY
SECTION Z: FLUMES AND SPECIALS (SUPPLY AND INSTALL)
| Z1 |  | Neuplast (or similar approved) Palmer Bowlus Flume (1 socketed
end and 1 plain end) including Ultrasonic Sensor Bracket 304
s/s (excluding Ultrasonic Sensor) - 304 s/s sensor bracket
secured to flume at correct measuring point
| Z1.1 |  | 6" (152mm) Palmer Bowlus Flume 304 s/s | No. | 1
| Z1.2 |  | 8" (203mm) Palmer Bowlus Flume 304 s/s | No. | 1
| Z1.3 |  | 10" (254mm) Palmer Bowlus Flume 304 s/s | No. | 1
| Z1.4 |  | 12" (305mm) Palmer Bowlus Flume 304 s/s | No. | 1
| Z1.5 |  | 15" (381mm) Palmer Bowlus Flume 304 s/s | No. | 1
| Z1.6 |  | 18" (457mm) Palmer Bowlus Flume 304 s/s | No. | 1
| Z1.7 |  | 21" (533mm) Palmer Bowlus Flume 304 s/s | No. | 1
| Z1.8 |  | 24" (610mm) Palmer Bowlus Flume 304 s/s | No. | 1
| Z1.9 |  | 27" (686mm) Palmer Bowlus Flume 304 s/s | No. | 1
| Z1.10 |  | 30" (762mm) Palmer Bowlus Flume 304 s/s | No. | 1
| Z2 |  | Neuplast (or similar approved) Palmer Bowlus Flume (flanged
on both ends) including Ultrasonic Sensor Bracket 304 s/s
(excluding Ultrasonic Sensor) - 304 s/s sensor bracket secured
to flume at correct measuring point
| Z2.1 |  | 6" (152mm) Palmer Bowlus Flume 304 s/s | No. | 1
| Z2.2 |  | 8" (203mm) Palmer Bowlus Flume 304 s/s | No. | 1
| Z2.3 |  | 10" (254mm) Palmer Bowlus Flume 304 s/s | No. | 1
| Z2.4 |  | 12" (305mm) Palmer Bowlus Flume 304 s/s | No. | 1
| Z2.5 |  | 15" (381mm) Palmer Bowlus Flume 304 s/s | No. | 1
| Z2.6 |  | 18" (457mm) Palmer Bowlus Flume 304 s/s | No. | 1
| Z2.7 |  | 21" (533mm) Palmer Bowlus Flume 304 s/s | No. | 1
| Z2.8 |  | 24" (610mm) Palmer Bowlus Flume 304 s/s | No. | 1
| Z2.9 |  | 27" (686mm) Palmer Bowlus Flume 304 s/s | No. | 1
| Z2.10 |  | 30" (762mm) Palmer Bowlus Flume 304 s/s | No. | 1
| Z3 |  | Type 2A Maverick (or similar approved) lockable lid and frame. | No. | 1
Locking mechanism to be stainless steel (Supply and Install)
TOTAL CARRIED FORWARD
TOTAL BROUGHT FORWARD
SECTION Z: FLUMES AND SPECIALS (SUPPLY AND INSTALL) (CONTI)
| Z4 |  | Manholes 1.5m - 2.0m dia. complete with Type 2A Maverick
(or similar approved) lockable cover and frame, locking
mechnism to be stainless steel, for depths over and up to
| Z4.1 |  | 0,00 - 0.5 m | No. | 2
| Z4.2 |  | 0.5 m - 1,0 m | No. | 2
| Z4.3 |  | 1,0 m -1,5 m | No. | 2
| Z4.4 |  | 1,5 m - 2,0 m | No. | 2
| Z4.5 |  | 2,0 m - 2,5 m | No. | 2
| Z4.6 |  | 2,5 m - 3,0 m | No. | 2
| Z4.7 |  | 3,0 m - 3,5 m | No. | 2
| Z4.8 |  | 3,5 m - 4,0 m | No. | 2
| Z5 |  | Supply from commercial sources, G5 quality material, | m³ | 2
compacted in layers no thicker than 300mm, to 95% of modified
AASHTO maximum density
| Z6 |  | In-Situ Material compacted to 90% Modified AASHTO maximum | m³ | 2
density
| Z7 |  | Sika V-20L Waterbar (or similar approved) | m | 2
| Z8 |  | 15mm SPX 120 closed cell foam (or similar approved) | m | 2
| Z9 |  | For construction joints: thoroughly Scabble or wet abrasive blast | m² | 2
green concrete surface. Wet for 24hrs and coat with Sika
Monotop 610 (or similar approved) immediatley prior to casting
new concrete
| Z10 |  | Manhole joint sealing: 200mm wide bandage and Sikaflex (or | m | 2
similar approved) applied as per manufacturers specifications
| Z11 |  | Cable Warning Tape "Skull and Crossbones" danger tape, | m | 2
installed 100 mm above cable / sleeve
| Z12 |  | Supply and installation of "Kabelflex" high density (or equal
and approved) (internal to plant rooms and external in the Site)
polyethylene (HDPE) ducts with double wall construction,
corrugated outer wall and smooth inner wall finish & couplings
in accordance with the Specification and detailed drawings
| Z12.1 |  | 50 mm diameter (black) | m | 2
| Z12.2 |  | 50 mm diameter, slow bend (black) | No. | 2
TOTAL CARRIED FORWARD
TOTAL BROUGHT FORWARD
SECTION Z: FLUMES AND SPECIALS (SUPPLY AND INSTALL) (CONTI)
| Z12.3 |  | 110 mm diameter (black) | m | 2
| Z12.4 |  | 110 mm diameter, slow bend (black) | No. | 2
| Z12.5 |  | 110 mm diameter (green) | m | 2
| Z12.6 |  | 110 mm diameter, slow bend (green/orange) | No. | 2
| Z12.7 |  | 160 mm diameter (black) | m | 2
| Z12.8 |  | 160 mm diameter, slow bend (black) | No. | 2
| Z12.9 |  | 110 mm diameter (orange) | m | 2
| Z12.10 |  | Supply and install 1.6mm 304 stainless steel draw wires in | m | 2
| Z12.11 |  | HDPE conduit | Sum | 1
| Z12.12 |  | Prove conduit installation to Specification | Sum | 1
| Z13 |  | Supply and installation of "Kabelflex"(or equal and approved)
high density polyethylene (HDPE) stacking junction boxes
450mm or 600mm, each comprising three boxes stacked
vertically, including concrete base and concrete support for
heavy duty lid (all boxes to be black in colour)
| Z13.1 |  | 3 No 600mm* 600mm stacking boxes in one vertical manhole unit | No. | 2
| Z13.2 |  | 600mm* 600mm heavy duty GRP frame and lid (padlockable) | No. | 2
| Z14 |  | Supply and install Precast Concrete Rocla "Transnet Equipment | No. | 2
Shelter" (or similar approved) including secure steel door. Holes
to be cut in base as to allow cable passthroughs.
| Z15 |  | Steel Spool Piece with puddle flange placed as per instruction.
Flanged on both ends (0.0m to 0.5m total length)
| Z15.1 |  | 160mm | No. | 2
| Z15.2 |  | 200mm | No. | 2
| Z15.3 |  | 250mm | No. | 2
| Z15.4 |  | 315mm | No. | 1
| Z15.5 |  | 355mm | No. | 1
| Z15.6 |  | 400mm | No. | 1
| Z15.7 |  | 450mm | No. | 1
| Z15.8 |  | 500mm | No. | 1
TOTAL CARRIED FORWARD
TOTAL BROUGHT FORWARD
SECTION Z: FLUMES AND SPECIALS (SUPPLY AND INSTALL) (CONTI)
| Z16 |  | Steel Spool Piece with puddle flange placed as per instruction.
Flanged on both ends (0.5m to 1.0m total length)
| Z16.1 |  | 160mm | No. | 2
| Z16.2 |  | 200mm | No. | 2
| Z16.3 |  | 250mm | No. | 2
| Z16.4 |  | 315mm | No. | 2
| Z16.5 |  | 355mm | No. | 2
| Z16.6 |  | 400mm | No. | 2
| Z16.7 |  | 450mm | No. | 1
| Z16.8 |  | 500mm | No. | 1
| Z17 |  | Steel Spool Piece with puddle flange placed as per instruction.
Flanged on both ends (1.0m to 1.5m total length)
| Z17.1 |  | 160mm | No. | 5
| Z17.2 |  | 200mm | No. | 5
| Z17.3 |  | 250mm | No. | 5
| Z17.4 |  | 315mm | No. | 5
| Z17.5 |  | 355mm | No. | 2
| Z17.6 |  | 400mm | No. | 2
| Z17.7 |  | 450mm | No. | 1
| Z17.8 |  | 500mm | No. | 1
| Z18 |  | Steel Spool Piece with puddle flange placed as per instruction.
Flanged on both ends (1.5m to 2.0m total length)
| Z18.1 |  | 160mm | No. | 2
| Z18.2 |  | 200mm | No. | 2
| Z18.3 |  | 250mm | No. | 2
| Z18.4 |  | 315mm | No. | 2
| Z18.5 |  | 355mm | No. | 2
| Z18.6 |  | 400mm | No. | 2
TOTAL CARRIED FORWARD
TOTAL BROUGHT FORWARD
SECTION Z: FLUMES AND SPECIALS (SUPPLY AND INSTALL) (CONTI)
| Z18.7 |  | 450mm | No. | 1
| Z18.8 |  | 500mm | No. | 1
| Z19 |  | Supply and Installation of new bulk sewer meters (Krohone
Waterflux or similar approved) including necessary corrosion
protection, complete for meters of the following sizes:
| Z19.1 |  | 160mm | No. | 2
| Z19.2 |  | 200mm | No. | 2
| Z19.3 |  | 250mm | No. | 2
| Z19.4 |  | 315mm | No. | 2
| Z19.5 |  | 355mm | No. | 2
| Z19.6 |  | 400mm | No. | 2
| Z19.7 |  | 450mm | No. | 2
| Z19.8 |  | 500mm | No. | 1
| Z19.9 |  | 550mm | No. | 1
| Z20 |  | Supply and install uPVC puddle pipe (puddle flange included)
into sewer manholes.
| Z20.1 |  | 160mm | No. | 5
| Z20.2 |  | 200mm | No. | 5
| Z20.3 |  | 250mm | No. | 5
| Z20.4 |  | 315mm | No. | 5
| Z20.5 |  | 355mm | No. | 5
| Z20.6 |  | 400mm | No. | 5
| Z20.7 |  | 450mm | No. | 5
| Z20.8 |  | 500mm | No. | 5
TOTAL CARRIED FORWARD TO SUMMARY
SECTION ZX: CONTROL BUILDING
| ZX1 |  | SITE CLEARANCE
| ZX1.1 |  | Clear and grub and remove from site all vegetation within building area | m² | 2
FOUNDATIONS
| ZX1.1 |  | Excavate foundations for 230mm wall inclusive of backfilling and carting excess material away | m³ | 2
| ZX1.2 |  | Extra over general excavations for excavation in rock | m³ | 2
BACKFILL TO FLOOR
| ZX1.3 |  | Selected fill material and compacted in 150mm layers | m³ | 2
FORMWORK, REINFORCEMENT AND CONCRETE
SUPPLY AND LAY 25MPa CONCRETE TO:
| ZX1.4 |  | a) 700mm x 230mm concrete footings | m³ | 5
| ZX1.5 |  | b) 600mm x 230mm wall thickenings (concrete) | m³ | 2
| ZX1.6 |  | c) 200mm thick concrete slab | m³ | 3
| ZX1.7 |  | d) 85mm thick concrete slab | m³ | 2
| Z2 |  | MASONRY
BRICKWORK IN FOUNDATION (STOCK BRICKS)
| ZX2.1 |  | a) Construct 280mm stock brick wall from foundation to slab level. | m² | 9
| ZX2.2 |  | b) Construct 115mm stock brick wall from foundation to slab level. | m² | 5
BRICKWORK IN SUPER STRUCTURE
| ZX2.3 |  | a) Brickwork in class 1 cement mortar, 280mm cavity wall formed of 1-115mm FBX (Face Bricks Extra) outside and 1-115mm NFX (Non Facing Extra) inside with 50mm cavity and skins tied together with galvanised wired butterfly ties and including brickforce, complete with all joints. | m² | 5
| ZX2.4 |  | b) Construct 115mm brick wall from slab level to underside of wall plate | m² | 5
BRICKFORCE IN SUPER STRUCTURE
| ZX2.5 |  | a) 115mm wide brick force built horizontally in walls in every fourth course. | m | 5
| ZX2.6 |  | b) 230mm wide brick force built horizontally in walls in every fourth course. | m | 5
BRICKWORK SUNDRIES
| ZX2.7 |  | a) 32mm galvanized hoop iron 1.6m long tied to wall plate timber and built into wall. | No. | 5
TOTAL CARRIED FORWARD
TOTAL BROUGHT FORWARD
PRECAST LINTELS
| ZX2.8 |  | a) 110 x 75 lintels not exceeding 2m | m | 5
| ZX2.9 |  | b) 280 x 75 lintels not exceeding 2.5m | m | 5
DAMP PROOFING
| ZX2.10 |  | a) Supply and lay 250 micron dpc under concrete slabs | m² | 5
| ZX2.11 |  | b) Supply and lay 250micron dpc between first course of 280mm brick wall and floor slab | m | 5
| ZX2.12 |  | c) Supply and lay 250 micron dpc between first course of 115mm brick wall and floor slab. | m | 5
ROOF COVERINGS
| ZX2.13 |  | Supply and lay "big six" Fibre Cement roof sheets complete with nails, screws etc. | m² | 5
| ZX2.14 |  | Lay IBR roof sheets complete according to BCMM specification, complete with nails, screws etc. | m² | 5
| ZX2.15 |  | Lay Corrugated roof sheets complete with nails, screws etc. | m² | 5
CARPENTRY AND JOINERY
ROOF RAFTERS
| ZX2.16 |  | a) Supply and fix 76mm x 50mm timber purlins on 150mm x 50mm timber trusses @ 1.2m c/c on 114mm x 38mm wall plate | Sum | 1
DOORS
| ZX2.17 |  | a) Supply and fix Meranti exterior flush doors complete with handle, 3 brass hinges, locks and Meranti weatherboard. | No. | 3
| ZX2.18 |  | b) Supply and fix interior hollowcore masonite door complete with metal hinges, handle and lock. | No. | 2
| ZX2.19 |  | c) Install 1830 x 2135 transformer/ pump tation door as per BCMM standards | No. | 1
CEILING
| ZX2.20 |  | a) Supply and fix Fibre Cement cladit sheeting on 38x38mm timber battens complete with 75mm rino board cornices and 40mm x 12mm cover strips | m² | 5
GUTTERS AND DOWN PIPES (RAIN WATER DISPOSAL)
| ZX2.21 |  | Supply and fix 100mm diameter Streamline Double-Flo PVC. gutters complete with bends and 75mm diameter down pipe. | Sum | 1
FLOOR COVERINGS
| ZX2.22 |  | Apply 25mm cement screed floor on 85mm slab with wooden float finish. | m² | 5
| ZX2.23 |  | Supply and lay 100mm white ceramic tile skirting complete with grey grouting. | m | 5
| ZX2.24 |  | Supply and lay grey ceramic floor tiles 0.5m x 0.5m complete with grey grouting | m² | 5
|  |  | Supply and Lay vinyl flooring complete | m² | 5
PLASTERING
| ZX2.25 |  | 20mm exterior plaster on walls | m² | 5
| ZX2.26 |  | 20mm interior plaster on walls | m² | 5
TOTAL CARRIED FORWARD
TOTAL BROUGHT FORWARD
METAL WORK (ALL STEEL TO BE HOT-DIPPED GALVANIZED)
Supply and fix the following standard steel windows complete with burglar bars.
| ZX2.27 |  | a) NE1 | No | 2
| ZX2.28 |  | b) ND4F | No | 4
Window Cills: Supply and fit Nu Tech window cills
| ZX2.29 |  | a) NE1 | No | 2
| ZX2.30 |  | b) ND4F | No | 4
DOOR FRAMES
| ZX2.31 |  | Supply and fit steel exterior door frame complete with galvanised security gate. Gate to be fitted with handle, lock and hinges. | No | 3
| ZX2.32 |  | Supply and fit 115mm interior steel door frame | No | 2
| ZX2.33 |  | Supply and install 1830 x 2135 transformer/ pump station steel door frame | No | 1
GLAZING
| ZX2.34 |  | Supply and fit 3mm obscure glass in NE1 window complete with putty. | m² | 1
| ZX2.35 |  | Supply and fit 3mm clear glass in ND4F window complete with putty | m² | 5
PAINTWORK
| ZX2.36 |  | Apply three coats of an approved polyurethane varnish to Meranti external doors | m² | 5
| ZX2.37 |  | Apply one coat Galvo-grip and two coats Velva-glo to steel windows, frames, burglar bars, security gate and internal door frame. | m² | 5
| ZX2.38 |  | Apply one coat of an approved wood primer and two coats Velva-glo to internal door and exposed timbers under eaves of roof. | m² | 5
| ZX2.39 |  | Apply one coat plaster primer two coats Wall and All to interior walls (colour-as prescribed by BCMM) | m² | 5
| ZX2.40 |  | Apply three coats Polvin PVA (colour-as prescribed by BCMM) for ceiling,cornices and cover strips | m² | 5
| ZX2.41 |  | Apply two coats Plascon Nu Roof or similar - colour green to new roof sheeting | m² | 5
| ZX3.0 |  | PLUMBING AND DRAINAGE
SEWER DRAINAGE
|  |  | Excavate trench, supply and lay 110mm diameter uPVC Class 34 sewer pipe | m | 2
|  |  | Supply and lay 300mm x 300mm precast gulley | No | 2
Supply and lay 110mm diameter sewer fittings as follows:
|  |  | a) 110mm diameter x 45 degree bend | No | 1
|  |  | b) 110mm diameter x 45 deg. Vent Horn Heel Bend | No | 1
|  |  | c) 110mm diameter Rodding Eye complete with bends and couplings. | No | 2
|  |  | d) 110mm diameter x 135 deg. 'Y' junction | No | 1
TOTAL CARRIED FORWARD
TOTAL BROUGHT FORWARD
WATER
|  |  | a) Supply and install white ceramic wash basin complete with waste trap, plug and 15mm dia 'Cobra' water taps or similar approved | No | 1
|  |  | b) Supply and install stainless steel kitchen sink including cobra or similar mixer completely with all fittings | No | 1
|  |  | c) Supply and install 15mm diameter ball valve | No | 1
|  |  | d) Supply and install close coupled toilet complete with internal flushing unit for cistern | No | 1
|  |  | e) Supply and install shower set (hot & cold taps-Cobra or similar) complete with shower head | No | 1
|  |  | f) Supply and install 15mm diameter Polycop water pipe | m | 2
|  |  | g) Supply and install 15mm diameter copper pipe (hot water) | m | 2
|  |  | h) Extra iterms for 15mm diameter copper fittings for Polycop water pipe fittings (bends , sleeves) | No | 1
|  |  | i) Extra iterms for 15mm dia copper fittings for copper pipe (bends, sleeves) | No | 1
|  |  | j) Supply and fix completely 100 litre capacity pressure geyser (including fixing the geyser outside against walls and protection facilities) complete with all fittings. | Sum | 1
ELECTRICAL FITTINGS
|  |  | a) Supply and Fit completely Distribution Board | No | 1
|  |  | b) Supply and Fit completely Single Socket outlet 16A-(Standard/White Cabtree) | No | 1
|  |  | c) Supply and Fit completely Double Socket outlet 16A- (Standard/White Cabtreee) | No | 1
|  |  | d) Supply and Fit completely 1L1W Light Switches- (crabtree) | No | 1
|  |  | e) Supply and Fit completely 2L1W Light Switches- (crabtree) | No | 1
|  |  | f) Supply and Fit 1.5 mm² Wiring Conductor | m | 1
|  |  | g) Supply and Fit completely 2.5mm² Wiring Conductor . | m | 1
|  |  | h) Supply and Fit completely 2.5mm² Wiring Earth Conductor | m | 1
|  |  | i) Supply and Fit completely 4x4 wall mounted boxes-(20mm conduit) | No | 1
|  |  | j) Supply and Fix completely 4x2 wall mounted boxes-(20mm conduit) | No | 1
|  |  | k) Supply and Fit completely 63mm round wall boxes-(20mm conduit) | No | 1
|  |  | l) Supply and Fit completely 1.5 mm² twin and earth | m | 1
|  |  | m) Supply and Fit completely 2.5 mm² twin and earth | m | 1
|  |  | n) Supply and Fit completely 10 mm² Airdac conductor | m | 1
|  |  | o) Supply and Fit completely 20mm PVC conduit | m | 1
|  |  | p) Supply and Fit completely Open bowl bulkhead c/w opeque diffuser and CFL (11w cod white) | No | 1
|  |  | q) Supply and Fit completely External bulkhead with 1x3w CFL (IP65 rating) with opeque diffuser | No | 1
|  |  | r) Supply and Fit completely Electric Stove Socket | No | 1
TOTAL CARRIED FORWARD TO SUMMARY

## Schedule - C (hidden)
BUFFALO CITY METROPOLITAN MUNICIPALITY
CONTRACT NO: BCMM/DES/WAT/CE471/1/2022 - FRAMEWORK AGREEMENTS FOR AD HOC MAINTENANCE AND BETTERMENT WORKS TO VARIOUS MUNICIPAL WATER INFRASTRUCTURE IN THE AREAS OF THE BUFFALO CITY METROPOLITAN MUNICIPALITY (3 APPOINTMENTS FOR 3 AREAS)
COASTAL
ITEM NO | PAYMENT CLAUSE | DESCRIPTION | UNIT | QTY | RATE | AMOUNT | 2017 Rate | ESTIMATED RATE | ESTIMATED AMOUNT
| SANS 1200 A | SECTION A: GENERAL
| PSA | GENERAL
A1 | PSA8 | MEASUREMENT AND PAYMENT
| PSA8.4.3 | All P&G's will be charged based on the assignment values. The following brackets will apply for the assignment values:
A.1.1.1 |  | a) R 0 - R 500 000 | % | 500000 |  |  | 500000 | 20% | 100000
A.1.1.2 |  | b) R 500 001 - R 1 000 000 | % | 1000000 |  |  | 1000000 | 15% | 150000
A.1.1.3 |  | c) R 1 000 001 - R 1 500 000 | % | 1500000 |  |  | 1500000 | 13% | 195000
A.1.1.4 |  | d) R 1 500 001 and above | % | 2000000 |  |  | 2000000 | 12% | 240000
A2 | PSA 8.4.5 | Provision of Security Personnel (Engineer to approve when necessary). Copy of invoice to be submitted with payment certificate. | Sum/day | 50 |  |  | 924 | 1000 | 50000
A4 | 8.7 | Dayworks:
Personnel:
A4.1 |  | Labour | Hr | 1000 |  |  | 55 | 75 | 75000
A4.2 |  | Semi-skilled | Hr | 500 |  |  | 65 | 82 | 41000
A4.3 |  | Foreman | Hr | 100 |  |  | 150 | 200 | 20000
A4.4 |  | Artisans | Hr | 200 |  |  | 110 | 150 | 30000
A4.5 |  | Survey assistant | Hr | 30 |  |  | 100 | 150 | 4500
Plant (Including operator):
A4.6 |  | Air compressor 4m3/min, complete with drills, jack hammers etc. | Hr | 50 |  |  | 350 | 460 | 23000
A4.7 |  | Pump including all necessary hoses (50 mm dia) | Hr | 50 |  |  | 200 | 260 | 13000
A4.8 |  | Truck (3-5t) with operator | Hr | 50 |  |  | 400 | 520 | 26000
A4.9 |  | Truck (6-10t) with operator | Hr | 50 |  |  | 550 | 715 | 35750
A4.10 |  | Concrete Mixer 0.5 m3 | Hr | 50 |  |  | 50 | 65 | 3250
A4.11 |  | Vibrating Roller (BM 60) compactor, 0.6m wide | Hr | 50 |  |  | 150 | 195 | 9750
A4.12 |  | Front End Loader rubber tyre | Hr | 50 |  |  | 450 | 585 | 29250
A4.13 |  | Back actor with operator, 0.3m3 | Hr | 50 |  |  | 600 | 780 | 39000
A4.14 |  | Excavator 20 t | Hr | 50 |  |  | 750 | 975 | 48750
A4.15 |  | Excavator 30 t | Hr | 50 |  |  | 750 | 975 | 48750
A4.16 |  | Wheel excavator 20 t | Hr | 50 |  |  | 500 | 650 | 32500
A4.17 |  | Loadbed | Ea | 50 |  |  | 2000 | 2600 | 130000
TOTAL CARRIED FORWARD
TOTAL BROUGHT FORWARD
| SANS 1200 A | SECTION A: GENERAL (continued)
A4.18 |  | Water tanker 10 kl potable water | Hr | 50 |  |  | 650 | 845 | 42250
A4.19 |  | Dozer (D5 or equivalent) | Hr | 50 |  |  | 900 | 1170 | 58500
A4.20 |  | Crane Truck 5t | Hr | 50 |  |  | 650 | 845 | 42250
A4.21 |  | Roller 6-10 t | Hr | 50 |  |  | 400 | 520 | 26000
A4.22 |  | Roller 2-5 t | Hr | 50 |  |  | 200 | 260 | 13000
A4.23 |  | Water cart, 500L | Day | 50 |  |  | 200 | 260 | 13000
A4.24 |  | LDV 1 t | Day | 50 |  |  | 250 | 325 | 16250
A4.25 |  | High pressure jetting machine (50mm -500kPa) | Day | 30 |  |  | 550 | 715 | 21450
A4.26 |  | 50 mm dia water pump for dewatering | Day | 30 |  |  | 380 | 494 | 14820
A4.27 |  | 80 mm dia water pump for dewatering | Day | 30 |  |  |  | 550 | 16500
A4.28 |  | 100 mm dia water pump for dewatering | Day | 30 |  |  | 600 | 780 | 23400
A4.29 |  | 150 mm dia water pump for dewatering | Day | 30 |  |  | 1800 | 2340 | 70200
A4.30 |  | Petrol pipe cutter | Day | 30 |  |  | 550 | 720 | 21600
| C3.1.5.5 | Transport and Travel:
A4.31 |  | 5 Ton Truck | km | 200 |  |  | 22 | 30 | 6000
A4.32 |  | 3 Ton Truck | km | 300 |  |  | 20 | 30 | 9000
A4.33 |  | 1 Ton LDV | km | 3000 |  |  | 7 | 10 | 30000
| 8.7 | Material:
A4.34 |  | Cement | Bags | 50 |  |  | 120 | 160 | 8000
A4.35 |  | Building Sand | m³ | 50 |  |  | 250 | 330 | 16500
A4.36 |  | Crushed Stone (19mm) | m³ | 100 |  |  | 450 | 585 | 58500
A4.37 |  | Bricks (ROK) | 1000 | 20 |  |  | 4000 | 5200 | 104000
A4.38 |  | Geotextile: Type A2 | m² | 20 |  |  | 20 | 30 | 600
A4.39 |  | For material not available from BCMM stores: Purchase items at cost and transport to site. All items to be approved by Engineer. | PC Sum | 1 |  | 2000000 |  | 2000000 | 2000000
A4.40 |  | Mark-up on Item A4.38 | % | 1 |  |  | 10% | 10% | 200000
TOTAL CARRIED FORWARD
TOTAL BROUGHT FORWARD
| SANS 1200 A | SECTION A: GENERAL (continued)
A5 | PSA 8.9 | Health and Safety:
A5.1 |  | Contractor's initial obligation in respect to the Occupational Health and Safety Act and Construction Regulations, including the preparation and maintaining/closing out of a Health and Safety Plan. The payment will be based on the assignment values as follows: | Sum
A.5.1.1 |  | a) R 0 - R 500 000 | % | 500000 |  |  | 500000 | 5% | 25000
A.5.1.2 |  | b) R 500 001 - R 1 000 000 | % | 1000000 |  |  | 1000000 | 4% | 40000
A.5.1.3 |  | c) R 1 000 001 - R 1 500 000 | % | 1500000 |  |  | 1500000 | 4% | 60000
A.5.1.4 |  | d) R 1 500 001 and above | % | 2000000 |  |  | 2000000 | 3% | 60000
A6 |  | Miscellaneous:
A6.1 | C3.1.3 | Provisional sum to be used only on the authority of the Employer: Hire of specialist service provider for the repairs to pre-stressed concrete pipes of large diameter. | Prov Sum | 1 |  | 250000 |  | 250000 | 250000
A6.2 |  | Training: Provide training to 15 selected ward community members on water services basics | Day | 10 |  |  | 750 | 975 | 9750
A6.3 |  | Training: Provide training to 15 selected municipal staff on construction procedures & methods | Day | 10 |  |  | 750 | 975 | 9750
A6.4 | C3.1.3 | Prepare reports, monthly work summary & presentation for monthly progress meetings. | Month | 36 |  |  | 500 | 650 | 23400
A6.5 | C3.3.1 | Submit monthly labour forms on standard EPWP template | Month | 36 |  |  | 500 | 650 | 23400
A7 |  | Training:
A7.1 | PDG7 | Provide 2 plumbing artisans for training on pressure reducing valve operation for 2 day-course | Prov Sum | 1 |  | 30000 |  | 30000 | 30000
TOTAL CARRIED FORWARD TO SUMMARY | [8 empty] | 4687620
| SANS 1200 C | SECTION B: SITE CLEARANCE
CLEAR SITE
B1 | 8.2.1 | Clear and Grub | m² | 500 |  |  | 7 | 10 | 5000
B1.2 | 8.2.10 | Remove Topsoil to Nominal Depth of 150mm and Stockpile | m³ | 150 |  |  | 50 | 65 | 9750
B2 | PSC 8.2.11 | Removal of Man-Made Surfaces
B2.1 |  | a) Roadway, Asphalt and Other Layers
B2.1.1 |  | i) Asphalt (≤ 50mm thick) and Including Base, Sub-Base and Subgrades Layers up to 800mm Deep | m² | 100 |  |  | 84 | 110 | 11000
B2.1.2 |  | ii) Asphalt (> 50mm ≤ 100mm thick) and Including Base, Sub-Base and Subgrades Layers up to 800mm Deep | m² | 100 |  |  | 89 | 120 | 12000
B2.2 |  | b) Footways and Driveways
B2.2.1 |  | i) Asphalt ≤ 50mm thickness | m² | 100 |  |  | 28 | 40 | 4000
B2.1.2 |  | ii) Asphalt > 50 ≤ 100mm thickness | m² | 100 |  |  | 32 | 45 | 4500
B2.1.3 |  | iii) Interlocking Concrete Segmental Paving Blocks (All Colours) | m² | 100 |  |  | 43 | 55 | 5500
B2.1.4 |  | iv) Concrete Slabs (450 x 450mm) | m² | 100 |  |  | 39 | 50 | 5000
B2.1.5 |  | v) Brick Paving | m² | 100 |  |  | 45 | 60 | 6000
B2.1.6 |  | vi) Unreinforced Concrete ≤ 75mm Thick | m² | 100 |  |  | 61 | 80 | 8000
B2.1.7 |  | vii) Unreinforced Concrete ≤ 150mm Thick | m² | 100 |  |  | 123 | 160 | 16000
B2.1.8 |  | viii) Reinforced Concrete ≤ 75mm Thick | m² | 100 |  |  | 95 | 125 | 12500
B2.1.9 |  | ix) Grassing | m² | 100 |  |  | 17 | 22 | 2200
B2.1.10 |  | x) Kerbing (All Types of Kerbing) | m | 150 |  |  | 67 | 90 | 13500
B2.1.11 |  | xi) Saw Cutting of Concrete and Asphalt | m | 100 |  |  | 50 | 65 | 6500
B2.1.12 |  | xii) Remove and grub trees up to 300mm dia | No. | 10 |  |  | 1341 | 1750 | 17500
B2.1.13 |  | xii) Remove and grub trees up to 1 000mm dia | No. | 5 |  |  | 2794 | 3650 | 18250
TOTAL CARRIED FORWARD TO SUMMARY | [8 empty] | 157200
SECTION C: BACKFILLING AND RE-INSTATEMENT OF MAN-MADE SURFACES
C1 | PSDB 3.6 | Backfilling and Re-Instatement of Roads
C1.1 |  | Construct Base Course with material form commercial sources (to the Engineer's approval) 150mm thick G2 compacted to 100% MOD AASHTO (dense-graded crushed stone, PI < 6, maximum size 37.5 mm) | m³ | 50 |  |  | 533 | 700 | 35000
C1.2 |  | Construct Base Course with material form commercial sources (to the Engineer's approval) 150mm thick G5 compacted to 95% modified AASHTO maximum density (maximum size 63 mm or 2/3 of layer thickness PI < 10, minimum CBR 45%) | m³ | 50 |  |  | 415 | 550 | 27500
C1.3 |  | 150mm Selected Subgrade G7 material compacted to minimum of 93% modified AASHTO maximum density | m³ | 50 |  |  | 387 | 550 | 27500
C2 | 8.3.6.1 | Backfilling of Trenches using Trenchfill | m³ | 100 |  |  | 2352 | 3200 | 320000
C3 | PSDB 8 | Asphalt Surfacing
C3.1 |  | Tack coat using 30% cationic emulsion | m² | 200 |  |  | 24 | 3200 | 640000
C3.2 |  | Hot asphalt type IVA (min thickness 25 mm) | m² | 200 |  |  | 172 | 250 | 50000
C4 |  | Backfilling and Re-Instatement of Footways
C5 | PSDB 8.3.6 | Using Removed Materials:
C5.1 |  | Interlocking concrete segmental paving blocks (all colours) | m² | 120 |  |  | 53 | 70 | 8400
C5.2 |  | Concrete slabs (450 x 450mm) | m² | 100 |  |  | 53 | 70 | 7000
C5.3 |  | Brick paving | m² | 100 |  |  | 53 | 70 | 7000
C5.4 |  | Grassing | m² | 100 |  |  | 22 | 30 | 3000
C5.5 |  | Kerbing (all types of kerbing) | m | 200 |  |  | 48 | 65 | 13000
C6 |  | Using New Supplied Materials:
Interlocking concrete segmental paving blocks, Including a 20mm sand bedding layer, jointing sand (plaster sand) and mortar infill between edge restraint and blocks
C6.1 |  | 1) Grey blocks | m² | 200 |  |  | 205 | 270 | 54000
C6.2 |  | 2) Coloured blocks | m² | 120 |  |  | 226 | 300 | 36000
C6.3 |  | Concrete slabs (450 x 450mm) including a 20mm sand bedding layer and jointing mortar | m² | 100 |  |  | 275 | 360 | 36000
C6.4 |  | Brick paving including a 20mm river sand bedding | m² | 100 |  |  | 199 | 260 | 26000
TOTALCARRIED FORWARD
TOTAL BROUGHT FORWARD
SECTION C: BACKFILLING AND RE-INSTATEMENT OF MAN-MADE SURFACES (continued)
C6.5 |  | Unreinforced Concrete ≤ 75mm Thick (15MPa) | m² | 150 |  |  | 161 | 215 | 32250
C6.6 |  | Unreinforced Concrete ≤ 150mm Thick (15MPa) | m² | 150 |  |  | 269 | 350 | 52500
C6.7 |  | Reinforced Concrete ≤ 75mm Thick (15MPa) | m² | 150 |  |  | 215 | 280 | 42000
C6.8 |  | Grassing | m² | 150 |  |  | 43 | 56 | 8400
C7 | PSMK | Kerbing, Including a 50mm bedding (cement and premix sand), jointing mortar and 15MPa concrete haunching at all Joints:
C7.1 |  | 1) Figure 1 | m | 200 |  |  | 217 | 280 | 56000
C7.2 |  | 2) Figure 7 | m | 100 |  |  | 275 | 360 | 36000
C7.3 |  | 3) Figure 8 | m | 100 |  |  | 253 | 330 | 33000
C7.4 |  | 4) Figure 12 | m | 100 |  |  | 135 | 175 | 17500
C8 |  | Removal and disposal of surplus material to designated waste disposal site | m³ | 200 |  |  | 103 | 140 | 28000
C9 |  | Topsoiling:
C9.1 |  | 150 mm thick from stockpile or other sources on site | m² | 50 |  |  | 51 | 70 | 3500
C9.2 |  | Procuring topsoil from commercial sources (to the Engineer's approval), loading, transporting, stockpiling and maintaining topsoil on site | m³ | 50 |  |  | 503 | 660 | 33000
TOTAL CARRIED FORWARD TO SUMMARY | [8 empty] | 1632550
| 8.3.2 | SECTION D: EXCAVATION
D1 | PSDB | EARTHWORKS
| 8.3.2(a) C3.1.5 | Excavate in all materials for trenches, select,backfill, compact and dispose of surplus material, barricading, traffic diversion, for all pipe diameters for the following depths:
D1.1 |  | Up to a depth of 1m | m³ | 100 |  |  | 102 | 135 | 13500
D1.2 |  | Up to a depth of 2m | m³ | 300 |  |  | 107 | 140 | 42000
D1.3 |  | Up to a depth of 3m | m³ | 800 |  |  | 107 | 140 | 112000
D1.4 |  | Up to a depth of 4m | m³ | 200 |  |  | 113 | 160 | 32000
D1.5 |  | Up to a depth of 5m | m³ | 100 |  |  | 145 | 190 | 19000
D1.6 |  | Up to a depth of 6m | m³ | 100 |  |  | 172 | 230 | 23000
D1.7 |  | Depths greater than 6m | m³ | 80 |  |  | 215 | 290 | 23200
D1.8 | 8.3.2(b) | Extra over items 8.3.2 for excavation in hard rock | m³ | 20 |  |  | 726 | 1000 | 20000
D2 | PSDB | Provide shoring where required by the Engineer | m² | 50 |  |  | 247 | 330 | 16500
8.3.4
D3 |  | Excavate in all materials for trenches, backfill, compact and dispose of surplus/unsuitable material and make tidy for:
Trenches for pipes 22 to 63 mm dia. For depths:
Over and Up to:
D3.1 |  | 0.3m 0.6m | m | 250 |  |  | 48 | 65 | 16250
D3.2 |  | 0.6m 1.0m | m | 200 |  |  | 53 | 70 | 14000
D3.3 |  | Around water meters | No | 400 |  |  | 39 | 50 | 20000
D4 |  | Excavate in all materials for valves and hydrants, backfill, compact and dispose of surplus/unsuitable material and make tidy for:
D4.1 |  | Up to a depth of 1m | m³ | 100 |  |  | 118 | 155 | 15500
D4.2 |  | Up to a depth of 2m | m³ | 100 |  |  | 118 | 155 | 15500
D5 | PSDK8.2.4 | Supply and install A2 grade Geotextile | m² | 300 |  |  | 22 | 30 | 9000
TOTAL CARRIED FORWARD TO SUMMARY | [8 empty] | 391450
| SANS 1200 LB | SECTION E: BEDDING (PIPES)
E1 | 8.2.2.3 | Provision of bedding material compacted to 93% Mod AASHTO density (100% for sand) from commercial sources
E1.1 |  | Selected granular material | m³ | 400 |  |  | 258 | 350 | 140000
E1.2 |  | Selected fill material | m³ | 800 |  |  | 258 | 350 | 280000
E2 | 8.2.4 | Encasing of pipes with grade 20/13 MPa concrete | m³ | 50 |  |  | 1840 | 2400 | 120000
E3 | 8.2.2.3 | Bedding for wet conditions below pipe (13 mm graded stone) | m³ | 90 |  |  | 559 | 750 | 67500
TOTAL CARRIED FORWARD TO SUMMARY | [8 empty] | 607500
SECTION F: REPAIRS TO WATER MAINS
F1 | C3.4.6 | Repairs to various pipes of the following sizes (rates are to include for collecting material: all pipes, valves, hydrants, valve and hydrant boxes and lids, couplings, bends, T-pieces from Municipal Depot, isolation of mains, excavation in all materials for trenches, dewatering of trench, repair to mains, backfilling, compact and dispose of surplus material) :
F1.1 |  | 25mm HDPE pipe up to 1.5m depth | No | 30 |  |  | 673 | 900 | 27000
F1.2 |  | 25mm HDPE pipe up to 2.5m depth | No | 30 |  |  | 673 | 900 | 27000
F1.3 |  | 50mm HDPE pipe up to 1.5m depth | No | 30 |  |  | 684 | 900 | 27000
F1.4 |  | 50mm HDPE pipe up to 2.5m depth | No | 30 |  |  | 684 | 900 | 27000
F1.5 |  | 63mm HDPE pipe up to 1.5m depth | No | 50 |  |  | 683 | 900 | 45000
F1.6 |  | 63mm HDPE pipe up to 2.5m depth | No | 60 |  |  | 683 | 900 | 54000
F1.7 |  | 63mm HDPE pipe up to 1.5m depth | No | 120 |  |  | 683 | 900 | 108000
Repairs to various pipes of the following sizes (rates are to include for collecting material from Municipal Depot, isolation of mains, dewatering of trench, repair to mains, backfilling, compact and dispose of surplus material) :
F1.8 |  | 75mm uPVC pipe up to 2.5m depth | No | 180 |  |  | 689 | 900 | 162000
F1.9 |  | 100-110mm uPVC pipe up to 1.5m depth | No | 50 |  |  | 694 | 900 | 45000
F1.10 |  | 100-110mm uPVC pipe up to 2.5m depth | No | 50 |  |  | 694 | 900 | 45000
F1.11 |  | 150-160mm pipe up to 1.5m depth | No | 60 |  |  | 802 | 1050 | 63000
F1.12 |  | 150-160mm pipe up to 2.5m depth | No | 40 |  |  | 802 | 1050 | 42000
F1.13 |  | 200mm pipe up to 1.5m depth | No | 15 |  |  | 1416 | 1900 | 28500
F1.14 |  | 200mm pipe up to 2.5m depth | No | 20 |  |  | 1416 | 1900 | 38000
F1.15 |  | 315mm pipe up to 1.5m depth | No | 20 |  |  | 2276 | 3000 | 60000
F1.16 |  | 315mm pipe up to 2.5m depth | No | 15 |  |  | 2276 | 3000 | 45000
F1.17 |  | 350-375mm pipe up to 1.5m depth | No | 15 |  |  | 3368 | 4400 | 66000
F1.18 |  | 350-375mm pipe up to 2.5m depth | No | 15 |  |  | 3368 | 4400 | 66000
F1.19 |  | 450mm pipe up to 1.5m depth | No | 10 |  |  | 4466 | 5850 | 58500
F1.20 |  | 450mm pipe up to 2.5m depth | No | 15 |  |  | 4466 | 5850 | 87750
TOTAL CARRIED FORWARD
TOTAL BROUGHT FORWARD
SECTION F: REPAIRS TO WATER MAINS (continued)
F1.21 |  | 500mm pipe up to 1.5m depth | No | 10 |  |  | 4842 | 6300 | 63000
F1.22 |  | 500mm pipe up to 2.5m depth | No | 15 |  |  | 4842 | 6300 | 94500
Repairs to various large dia. pipes of 12 m of the following sizes (rates are to include for collecting material from Municipal Depot, isolation of mains, dewatering of trench, repair to mains, backfilling, compact and dispose of surplus material) :
F1.23 |  | 600mm pipe up to 1.5m depth | No | 10 |  |  | 9054 | 11800 | 118000
F1.24 |  | 600mm pipe up to 2.5m depth | No | 10 |  |  | 9054 | 11800 | 118000
F1.25 |  | 700mm pipe up to 1.5m depth | No | 10 |  |  | 9610 | 12500 | 125000
F1.26 |  | 700mm pipe up to 2.5m depth | No | 5 |  |  | 9610 | 12500 | 62500
F1.27 |  | 800mm pipe up to 1.5m depth | No | 3 |  |  | 9722 | 12650 | 37950
F1.28 |  | 800mm pipe up to 2.5m depth | No | 3 |  |  | 9722 | 12650 | 37950
F1.29 |  | 1000mm pipe up to 2.5m depth | No | 3 |  |  | 11174 | 14500 | 43500
F1.30 |  | 1200mm pipe up to 2.5m depth | No | 3 |  |  | 11297 | 14750 | 44250
F1.31 |  | 1200mm pipe up to 3.0m depth | No | 3 |  |  | 11297 | 14750 | 44250
F1.32 |  | 1500mm pipe up to 1.5m depth | No | 3 |  |  | 12292 | 16000 | 48000
F1.33 |  | 1500mm pipe up to 2.5m depth | No | 3 |  |  | 12292 | 16000 | 48000
F1.34 |  | 1500mm pipe up to 3.5m depth | No | 3 |  |  | 12292 | 16000 | 48000
F.2 |  | Repairs and or replacement of fire hydrants:
F2.1 |  | Isolate, remove and replace fire hydrants with below ground London thread screwed connection | No | 30 |  |  | 1022 | 1350 | 40500
F2.2 |  | Isolate, remove and replace hydrants extension pipe | No | 10 |  |  | 839 | 1100 | 11000
F2.3 |  | Repack hydrant gland packing | No | 10 |  |  | 376 | 500 | 5000
F3 |  | Repairs to domestic water installations for labour as follows:
F3.1 |  | Install 15 mm dia. PVC taps | No | 200 |  |  | 118 | 160 | 32000
F3.2 |  | Replace 15 mm dia. Stopcocks | No | 200 |  |  | 118 | 160 | 32000
F3.3 |  | Replace 15 mm dia. Elbows | No | 200 |  |  | 118 | 160 | 32000
F3.4 |  | Install 15 mm dia. Straight coupling | No | 200 |  |  | 118 | 160 | 32000
F3.5 |  | Install 15 mm dia. Ball valves | No | 200 |  |  | 118 | 160 | 32000
TOTAL CARRIED FORWARD
TOTAL BROUGHT FORWARD
SECTION F: REPAIRS TO WATER MAINS (continued)
F3.6 |  | Install 22/15 mm dia. Reducers | No | 100 |  |  | 118 | 160 | 16000
F3.7 |  | Replace 15 mm dia. Pipe above ground, including brackets | m | 100 |  |  | 118 | 160 | 16000
Isolate, remove and replace air valves complete with concrete bedding of the following sizes:
F3.8 |  | 25mm to 63mm | No | 15 |  |  | 452 | 590 | 8850
F3.9 |  | 75mm to 150mm | No | 50 |  |  | 506 | 660 | 33000
F3.10 |  | 200mm to 450mm | No | 30 |  |  | 591 | 770 | 23100
F3.11 |  | 500mm to 800mm | No | 5 |  |  | 1900 | 2470 | 12350
F4 |  | Replace valve gland packing to valves of all sizes | No | 50 |  |  | 392 | 510 | 25500
F5 |  | Replace - valve / fire hydrant markers | No | 200 |  |  | 376 | 500 | 100000
F6 |  | Paint newly installed and old valve and hydrant markers as directed on site. | No | 200 |  |  | 124 | 180 | 36000
F7 |  | Locate valve and hydrant chambers, inspect, clean and dispose of rubble and refuse. Install new chamber cover, if required. | No | 400 |  |  | 237 | 310 | 124000
F8 |  | Repair meter leak by replacement/adjustment of washer or gland on stopcock | No | 50 |  |  | 205 | 270 | 13500
F9 |  | Inspect leak at meter, report to Engineer for forwarding to others | No | 200 |  |  | 161 | 210 | 42000
F10 |  | Replace T-piece for split connection before meter | No | 50 |  |  | 221 | 290 | 14500
F11 |  | Replace distance piece of piping at meter (up to 1 m length), inclusive of coupling | No | 50 |  |  | 221 | 290 | 14500
F12 |  | Water meters: Rate to include transport, labour, supervision, recording MIA details, MRA details (when applicable)
F12.1 |  | Replace domestic water meters supplied by municipality | No | 500 |  |  | 269 | 350 | 175000
F12.2 |  | Install new domestic water meters supplied by municipality | No | 500 |  |  | 484 | 630 | 315000
F13 |  | Directional Drilling and pulling leadings under paved surfaces for the following pipe sizes (PE 80) excavation for launchpits measured elsewhere | PC Sum | 1 |  | 500000 |  | 500000 | 500000
TOTAL CARRIED FORWARD TO SUMMARY | [8 empty] | 3740450
| C3.4.27 | SECTION G: WATER MAINS EXTENSIONS
| 1200 DB | EARTHWORKS (PIPE TRENCHES)
Excavate in all materials for trenches, backfill compact and dispose of surplus material within the freehaul distance of 1 km, for the following trench widths and depths:
G1 |  | Trenches 500 mm wide for pipes up to 50 mm diam.:
G1.1 |  | Depth up to 1m | m | 200 |  |  | 81 | 105 | 21000
G1.2 |  | Depth over 1m up to 2m | m | 200 |  |  | 150 | 200 | 40000
G2 |  | Trenches 900 mm wide for pipes greater than 50 mm diameter up to and including 315 mm diameter
G2.1 |  | Depth up to 1 m | m | 150 |  |  | 86 | 115 | 17250
G2.2 |  | Depth over 1m up to 2m | m | 150 |  |  | 157 | 210 | 31500
G2.3 |  | Extra-over items G1.1 to G2.2 for hard rock | m³ | 15 |  |  | 726 | 950 | 14250
G2.4 |  | Excavate and dispose of unstuitable material from trench bottom | m³ | 50 |  |  | 129 | 170 | 8500
G2.5 |  | Extra-over items G1.1 to G2.2 for hand excavation | m³ | 20 |  |  | 258 | 350 | 7000
G2.6 |  | Extra-over items G1.1 to G2.2 for overhaul, in excess of freehaul distance of 1 km | m³km | 1 |  |  | 39 | 55 | 55
Excavation Ancillaries
G3 |  | Make up deficiency in backfill material, by importation from commercial sources selected by Contractor | m³ | 60 |  |  | 375 | 500 | 30000
| 1200 LB | BEDDING (PIPES)
G4 |  | Supply only of imported bedding
G4.1 |  | Selected granular material | m³ | 50 |  |  | 258 | 350 | 17500
G4.2 |  | Selected fill material | m³ | 50 |  |  | 258 | 350 | 17500
| 1200 L | MEDIUM PRESSURE PIPELINES
G5 |  | Supply, lay, bed and test pipes complete with couplings: (a) uPVC Class 9 Pipes, to SABS 966-1:
G5.1 |  | 63 mm dia. | m | 200 |  |  | 62 | 120 | 24000
G5.2 |  | 75 mm dia. | m | 200 |  |  | 73 | 150 | 30000
G5.3 |  | 90 mm dia. | m | 50 |  |  | 90 | 160 | 8000
G5.4 |  | 110 mm dia. | m | 300 |  |  | 102 | 180 | 54000
G5.5 |  | 160 mm dia. | m | 200 |  |  | 212 | 350 | 70000
TOTAL CARRIED FORWARD
TOTAL BROUGHT FORWARD
SECTION G: WATER MAINS EXTENSIONS (Continued)
G5.6 |  | 200 mm dia. | m | 150 |  |  | 296 | 500 | 75000
G5.7 |  | 250 mm dia. | m | 100 |  |  | 435 | 750 | 75000
G5.8 |  | 315 mm dia. | m | 60 |  |  | 659 | 1200 | 72000
G5.9 |  | 355 mm dia. | m | 60 |  |  | 853 | 1500 | 90000
G5.10 |  | 400 mm dia. | m | 30 |  |  | 1106 | 2000 | 60000
G5.11 |  | 450 mm dia. | m | 30 |  |  | 1396 | 2300 | 69000
G5.12 |  | 500 mm dia. | m | 24 |  |  | 1775 | 3000 | 72000
G5.13 |  | 560 mm dia | m | 12 |  |  | 3011 | 5000 | 60000
G5.14 |  | 630 mm dia. | m | 12 |  |  | 3787 | 6000 | 72000
(b) uPVC Class 12 Pipes, to SABS 966-1:
G5.15 |  | 50 mm diam. | m | 150 |  |  | 55 | 100 | 15000
G5.16 |  | 75 mm diam. | m | 200 |  |  | 84 | 150 | 30000
G5.17 |  | 90 mm diam. | m | 50 |  |  | 106 | 170 | 8500
G5.18 |  | 110 mm diam. | m | 300 |  |  | 128 | 220 | 66000
G5.19 |  | 160 mm diam. | m | 150 |  |  | 246 | 400 | 60000
G5.20 |  | 200 mm diam. | m | 100 |  |  | 357 | 600 | 60000
G5.21 |  | 250 mm diam. | m | 30 |  |  | 536 | 900 | 27000
G5.22 |  | 315 mm diam. | m | 30 |  |  | 809 | 1300 | 39000
G5.23 |  | 355 mm diam. | m | 24 |  |  | 1045 | 1800 | 43200
G5.24 |  | 400 mm diam. | m | 24 |  |  | 1391 | 2400 | 57600
(c) uPVC Class 16 Pipes, to SABS 966-1:
G5.25 |  | 50 mm diam. | m | 200 |  |  | 62 | 120 | 24000
G5.26 |  | 75 mm diam. | m | 200 |  |  | 101 | 200 | 40000
G5.27 |  | 90 mm diam. | m | 50 |  |  | 134 | 220 | 11000
G5.28 |  | 110 mm diam. | m | 200 |  |  | 174 | 300 | 60000
TOTAL CARRIED FORWARD
BROUGHT FORWARD
SECTION G: WATER MAINS EXTENSIONS (Continued)
G5.29 |  | 160 mm diam. | m | 100 |  |  | 419 | 700 | 70000
G5.30 |  | 200 mm diam. | m | 60 |  |  | 620 | 1000 | 60000
G5.31 |  | 250 mm diam. | m | 30 |  |  | 972 | 1600 | 48000
G5.32 |  | 315 mm diam. | m | 24 |  |  | 1523 | 2600 | 62400
G5.33 |  | 355 mm diam. | m | 12 |  |  | 2402 | 4000 | 48000
G5.34 |  | 400 mm diam. | m | 12 |  |  | 2949 | 4800 | 57600
(d) HDPE Type PE 100 Class PN10 pipes
G5.35 |  | 63 mm diam. | m | 50 |  |  | 78 | 130 | 6500
G5.36 |  | 75 mm diam. | m | 100 |  |  | 101 | 180 | 18000
G5.37 |  | 90 mm diam. | m | 100 |  |  | 134 | 220 | 22000
G5.38 |  | 100 mm diam. | m | 150 |  |  | 179 | 300 | 45000
G5.39 |  | 160 mm diam. | m | 100 |  |  | 419 | 700 | 70000
G5.40 |  | 200 mm diam. | m | 60 |  |  | 620 | 1000 | 60000
G5.41 |  | 250 mm diam. | m | 30 |  |  | 966 | 1600 | 48000
G5.42 |  | 315 mm diam. | m | 24 |  |  | 1523 | 2500 | 60000
G5.43 |  | 355 mm diam. | m | 24 |  |  | 2396 | 4000 | 96000
G5.44 |  | 400 mm diam. | m | 12 |  |  | 2949 | 5000 | 60000
(e) HDPE Type PE100 Class PN16 pipes
G5.45 |  | 63 mm diam. | m | 50 |  |  | 73 | 120 | 6000
G5.46 |  | 75 mm diam. | m | 100 |  |  | 101 | 120 | 12000
G5.47 |  | 90 mm diam. | m | 100 |  |  | 134 | 250 | 25000
G5.48 |  | 110 mm diam. | m | 100 |  |  | 179 | 300 | 30000
G5.49 |  | 160 mm diam. | m | 100 |  |  | 414 | 700 | 70000
G5.50 |  | 200 mm diam. | m | 60 |  |  | 617 | 1000 | 60000
G5.51 |  | 250 mm diam. | m | 24 |  |  | 966 | 1600 | 38400
G5.52 |  | 315 mm diam. | m | 24 |  |  | 1519 | 2500 | 60000
TOTAL CARRIED FORWARD
TOTAL BROUGHT FORWARD
SECTION G: WATER MAINS EXTENSIONS (Continued)
G5.53 |  | 355 mm diam. | m | 12 |  |  | 2396 | 4000 | 48000
G5.54 |  | 400 mm diam. | m | 12 |  |  | 2949 | 5000 | 60000
(f) Ductile Iron Class PN12 pipes, spigot & socket ends
G5.55 |  | 100 mm diam. | m | 100 |  |  | 378 | 610 | 61000
G5.56 |  | 150 mm diam. | m | 60 |  |  | 418 | 700 | 42000
G5.57 |  | 200 mm diam. | m | 60 |  |  | 676 | 1100 | 66000
G5.58 |  | 250 mm diam. | m | 30 |  |  | 841 | 1400 | 42000
G5.59 |  | 300 mm diam. | m | 30 |  |  | 1216 | 2000 | 60000
G5.60 |  | 450 mm diam. | m | 24 |  |  | 2465 | 4000 | 96000
G5.61 |  | 500 mm diam. | m | 24 |  |  | 2894 | 4700 | 112800
G5.62 |  | 600 mm diam. | m | 12 |  |  | 3990 | 6400 | 76800
G5.63 |  | 700 mm diam. | m | 12 |  |  | 4798 | 7700 | 92400
Lay, bed and test pipes supplied by the Municipality:
(a) uPVC Pipes, to SABS 966-1, HDPE pipes & ductile iron pipes:
G5.64 |  | 50 or 63 mm diam | m | 200 |  |  | 38 | 100 | 20000
G5.65 |  | 75 mm diam. | m | 200 |  |  | 39 | 100 | 20000
G5.66 |  | 90 mm diam. | m | 250 |  |  | 43 | 100 | 25000
G5.67 |  | 100/110 mm diam. | m | 250 |  |  | 48 | 100 | 25000
G5.68 |  | 150/160 mm diam. | m | 300 |  |  | 64 | 150 | 45000
G5.69 |  | 200 mm diam | m | 300 |  |  | 75 | 150 | 45000
G5.70 |  | 250 mm diam. | m | 300 |  |  | 92 | 200 | 60000
G5.71 |  | 300/315 mm diam. | m | 300 |  |  | 102 | 200 | 60000
G5.72 |  | 355 mm diam. | m | 150 |  |  | 124 | 300 | 45000
G5.73 |  | 400 mm diam. | m | 150 |  |  | 226 | 300 | 45000
G5.74 |  | 450 mm dia. | m | 150 |  |  | 232 | 350 | 52500
G5.75 |  | 500 mm dia. | m | 150 |  |  | 279 | 400 | 60000
TOTAL CARRIED FORWARD
TOTAL BROUGHT FORWARD
SECTION G: WATER MAINS EXTENSIONS (Continued)
G5.76 |  | 560 mm dia | m | 60 |  |  | 339 | 500 | 30000
G5.77 |  | 600/630 mm dia. | m | 60 |  |  | 360 | 550 | 33000
G5.78 |  | 700 mm dia. | m | 60 |  |  | 392 | 600 | 36000
G5.79 |  | Extra-over G5.1 to G5.11 for collection, laying & bedding of cast iron specials supplied by the Municipality, incl. short collar joints, bends,elbows etc. for diameters 50 to 400 mm. | No. | 20 |  |  | 667 | 900 | 18000
Extra-over G5.1 to G5.11 for fixing & bedding valves & hydrants as supplied by the Municipality for the following:
(a) Valves
G5.80 |  | 50 to 90 mm diam. | No. | 10 |  |  | 280 | 400 | 4000
G5.81 |  | 100 to 160 mm diam. | No. | 20 |  |  | 409 | 550 | 11000
G5.82 |  | 200 to 350 mm diam. | No. | 20 |  |  | 920 | 1200 | 24000
G5.83 |  | 400 to 500 mm diam. | No. | 20 |  |  | 2346 | 3200 | 64000
G5.84 |  | 600 to 800 mm diam. | No. | 10 |  |  | 3417 | 4500 | 45000
G5.85 |  | (b) Hydrants, incl. Fitting of flanged distance piece | No. | 30 |  |  | 613 | 800 | 24000
G5.86 |  | Anchor / thrust blocks and pedestals, incl. Formwork | No. | 30 |  |  | 839 | 1100 | 33000
Supply and install thermoplastic chambers as per BCMM STD Detail PSL 2/1 for :
G5.87 |  | Valve chambers | No. | 50 |  |  | 355 | 500 | 25000
G5.88 |  | Hydrant chambers | No. | 50 |  |  | 355 | 500 | 25000
G6 | 1200 LF | ERF CONNECTIONS
Provide erf connections complete, as per BCMM standard
(a) 20 mm int. diam polypropylene erf connection of standard length 1,5 m off AC or uPVC pipe, of the following diameters:
G6.1 |  | 50 to 75 mm diam. | No. | 50 |  |  | 511 | 700 | 35000
G6.2 |  | 90 to 110 mm diam. | No. | 50 |  |  | 522 | 700 | 35000
G6.3 |  | 150 to 160 mm diam. | No. | 50 |  |  | 581 | 760 | 38000
G6.4 |  | 200 to 315 mm diam. | No. | 50 |  |  | 1130 | 1500 | 75000
TOTAL CARRIED FORWARD
TOTAL BROUGHT FORWARD
SECTION G: WATER MAINS EXTENSIONS (continued)
G6.5 |  | Extra-over items G6.1 to G6.4 for additional length of communication pipe | m | 50 |  |  | 43 | 60 | 3000
(b) 25 mm int. diam polypropylene erf connection of standard length 1,5 m off AC or uPVC pipe, of the following diameters:
G6.6 |  | 50 to 75 mm diam. | No. | 50 |  |  | 548 | 720 | 36000
G6.7 |  | 90 to 110 mm diam. | No. | 50 |  |  | 559 | 730 | 36500
G6.8 |  | 150 to 160 mm diam. | No. | 50 |  |  | 630 | 820 | 41000
G6.9 |  | 200 to 315 diam. | No. | 50 |  |  | 1219 | 1600 | 80000
G6.10 |  | Extra-over items G6.6 to G6.9 for additional length of communication pipe | m | 50 |  |  | 70 | 100 | 5000
(c) 25 mm external diam "HDPE" erf connection of standard length 1,5m off AC or uPVC pipe, of the following diameters:
G6.11 |  | 50 to 75 mm diam. | No. | 50 |  |  | 645 | 850 | 42500
G6.12 |  | 90 to 110 mm diam. | No. | 50 |  |  | 657 | 860 | 43000
G6.13 |  | 150 to 160 mm diam. | No. | 50 |  |  | 710 | 950 | 47500
G6.14 |  | 200 to 315 mm diam. | No. | 50 |  |  | 1232 | 1650 | 82500
G6.15 |  | Extra-over items G6.11 to G6.14 for additional length of communication pipe | m | 50 |  |  | 76 | 100 | 5000
(d) 32 mm external diam "HDPE" erf connection of standard length 1,5 m off AC or PVC-u pipe, of the following diameters:
G6.16 |  | 50 to 75 mm diam. | No. | 50 |  |  | 673 | 900 | 45000
G6.17 |  | 90 to 110 mm diam. | No. | 50 |  |  | 694 | 950 | 47500
G6.18 |  | 150 to 160 mm diam. | No. | 50 |  |  | 726 | 950 | 47500
G6.19 |  | 200 to 315 mm diam. | No. | 50 |  |  | 1340 | 1750 | 87500
G6.20 |  | Extra-over items G6.16 to G6.19 for additional length of communication pipe | m | 50 |  |  | 80 | 110 | 5500
(e) Provide erf connections G6.16 to G6.19 for additional length of communication pipe
G6.21 |  | (i) 25 mm external diam "HDPE" erf connection of standard length 1,5m off 63 mm diam. HDPE pipe: | No. | 50 |  |  | 92 | 120 | 6000
G6.22 |  | Extra-over item G6.17 for additional length of communication pipe | m | 50 |  |  | 92 | 120 | 6000
TOTAL CARRIED FORWARD
TOTAL BROUGHT FORWARD
G6.23 |  | (ii) 32 mm external diam "HDPE" erf connection of standard length 1,5m off 63 mm diam. HDPE pipe: | No. | 50 |  |  | 113 | 150 | 7500
G6.24 |  | Extra-over item G6.19 for additional length of communication pipe | m | 50 |  |  | 92 | 120 | 6000
Supply and install saddles to pipes, complete as specified:
(a) Saddle with compression fittings and four stainless steel bolts:
G6.25 |  | 110 mm with 40 mm diam. HDPE outlet | No. | 100 |  |  | 361 | 470 | 47000
G6.26 |  | 110 mm with 32 mm diam. HDPE outlet | No. | 100 |  |  | 349 | 460 | 46000
G6.27 |  | 90 mm with 32 mm diam. HDPE outlet | No. | 100 |  |  | 313 | 410 | 41000
G6.28 |  | 63 mm with 32 mm diam. HDPE outlet | No. | 100 |  |  | 313 | 410 | 41000
(b) Saddle with compression fittings and four stainless steel bolts:
G6.29 |  | 63 mm with 25 mm diam. HDPE outlet | No. | 100 |  |  | 296 | 390 | 39000
G6.30 |  | 63 mm with 32 mm diam. HDPE outlet | No. | 100 |  |  | 302 | 400 | 40000
TOTAL CARRIED FORWARD TO SUMMARY | [8 empty] | 5458755
| PDF14 | SECTION H: RESERVOIR CLEANING
(All profit, overheads, management costs to be included in rates or under Preliminary Section)
H1 | PDF14.1 | Establish on Site
H1.1 |  | Establish and Disestablish on Site, including provision of all plant, lighting & equipment. Include removal of waste and making site neat | Site | 20 |  |  | 1937 | 2600 | 52000
H1.2 |  | Re-establishment on site when ordered to do so. | Site | 10 |  |  | 1937 | 2600 | 26000
H2 | PDF14.2 | Cleaning Operations
H.2.1 |  | Clean reservoir floors with rubber squeegies | m² | 15000 |  |  | 2.69 | 3.497 | 52455
H.2.2 |  | Clean reservoir walls up to FSL with jetting machine | m² | 15000 |  |  | 2.69 | 3.497 | 52455
H.2.3 |  | Clean reservoir columns up to FSL with jetting machine | No | 2000 |  |  | 11 | 15 | 30000
TOTAL CARRIED FORWARD TO SUMMARY | [8 empty] | 212910
| C3.4.27 | SECTION I: RESERVOIR REPAIRS
(All profit, overheads, management costs to be included in rates or under Preliminary Section)
I1 |  | Repair Items, including access, scaffolding, ladders, surface preparation and removal of material:
I1.1 |  | Cut concrete roof slab and construct new 600 x 900 mm access manhole with concrete upstand, chequered plate manhole cover with locking U-channel and locks. | No | 5 |  |  | 3911 | 5100 | 25500
I1.2 |  | Install Combiflex seal to inside of wall/roof joint | m | 10 |  |  | 503 | 650 | 6500
I1.3 |  | Repair spalling of concrete roof beams with appropriate epoxy repair grout for say 1 m lengths | m | 10 |  |  | 84 | 110 | 1100
I1.4 |  | Repair spalling of concrete walls and columns with appropriate epoxy repair grout for say 1 m lengths | m² | 2000 |  |  | 216 | 285 | 570000
I1.5 |  | Remove old bitumen sealant, clean joints and sandblast floor joints in preparation of new joints. | m | 100 |  |  | 33 | 45 | 4500
I1.6 |  | Replace wall perimeter joint and joints at column bases with combiflex or similar. | m | 100 |  |  | 64 | 85 | 8500
I1.7 |  | Install Bermad/Baker 50 mm dia. inlet control valve pipework in sleeves to float valve in reservoir | No | 3 |  |  | 1221 | 1600 | 4800
I1.8 |  | Install Bermad/Baker 75 mm dia. inlet control valve pipework in sleeves to float valve in reservoir | No | 2 |  |  | 1221 | 1600 | 3200
I1.9 |  | Install Bermad/Baker 100 mm dia. inlet control valve pipework in sleeves to float valve in reservoir | No | 1 |  |  | 1221 | 1600 | 1600
I1.10 |  | Install new stainless steel access ladder to reservoir as directed by the Engineer | No | 1 |  |  | 9498 | 12400 | 12400
I1.11 |  | Replace telemetry house wooden door & frame with heavy duty galvanised door and frame as indicated in Details PSL 14-A to 14-C | No | 1 |  |  | 5758 | 7500 | 7500
I1.12 |  | Repair electric fence to reservoir site as indicated in Detail PSL - 10 A to 10 C | m | 20 |  |  | 408 | 530 | 10600
I1.13 |  | Construct 20/19 concrete ground beam 300 deep x 200 width below internal security fence | m | 50 |  |  | 215 | 280 | 14000
I1.14 |  | Replace 100 mm dia scour valve and coupling | No | 1 |  |  | 4659 | 6100 | 6100
I1.15 |  | Replace 150 mm dia scour valve and coupling | No | 1 |  |  | 7967 | 10400 | 10400
I1.16 |  | Seal floor area with Lanko 228 or similar. | m² | 300 |  |  | 172 | 225 | 67500
I1.17 |  | Replace insect mesh with 100 mm wide stainless steel mesh to roof ventilators | No | 20 |  |  | 592 | 780 | 15600
I1.18 |  | Provisional Sum: Upgrade/replace telemetry by others as directed by Employer | Prov Sum | 1 |  | 1000000 |  | 1000000 | 1000000
I1.19 |  | Allowable % markup on the above l1.18 | % |  |  |  |  | 10% | 100000
TOTAL CARRIED FORWARD
TOTAL BROUGHT FORWARD
| PDF14 | SECTION I: RESERVOIR REPAIRS (Cont'd)
I1.20 |  | Replace concrete fence post 2.4 m in length with angled overhang. Work to include excavation and 20/19 concrete foundation | No | 5 |  |  | 936 | 1250 | 6250
I1.21 |  | Replace steel fence post 2.4 m in length with angled overhang. Work to include excavation and 20/19 concrete foundation | No | 5 |  |  | 920 | 1250 | 6250
I1.22 |  | Replace galvanised wire diamond mesh | m² | 20 |  |  | 193 | 250 | 5000
I1.23 |  | Replace standard density razor mesh as indicated in Detail PSL-11B | m² | 20 |  |  | 259 | 340 | 6800
I1.24 |  | Replace external security gate as indicated on Detail PSL 10-A | No | 1 |  |  | 13500 | 17550 | 17550
I1.25 |  | Replace internal security gate as indicated on Detail PSL 10-A | No | 1 |  |  | 13500 | 17550 | 17550
I1.26 |  | Load safe telemeter house transport to site wth a 5-ton crane truck | No | 2 |  |  | 2292 | 3000 | 6000
TOTAL CARRIED FORWARD TO SUMMARY | [8 empty] | 1935200
| PDG15.7 | SECTION J: PRV'S, CONTROL VALVES AND PILOTS
(All profit, overheads, management and supervision to be included in rates)
J1 |  | Audit of PRV's, control valves, pilots and chambers to assess condition and status. Rate to include submition of an assessment report. | No | 6 |  |  | 1673 | 2200 | 13200
J2 |  | Provisional Sums:
J2.1 |  | Refurbish PRV/Control Valve by a recognised mechanical workshop on a quote basis. Any work/acceptance of Quote to be authorised by the Director: Water Distribution. Work to include the issue of a certificate. | PC Sum | 1 |  | 500000 |  | 500000 | 500000
J2.2 |  | Markup of above item J2.1 | % |  |  |  |  | 10% | 50000
J3 |  | Remove/install control valve body to be refurbished by others:
J3.1 |  | DN 40 mm/DN 50 mm | No | 4 |  |  | 2067 | 2700 | 10800
J3.2 |  | DN 80 mm | No | 2 |  |  | 2235 | 2950 | 5900
J3.3 |  | DN 100 mm | No | 2 |  |  | 2794 | 3650 | 7300
J3.4 |  | DN 150 mm | No | 2 |  |  | 3911 | 5100 | 10200
J3.5 |  | DN 200 mm | No | 1 |  |  | 4246 | 5600 | 5600
J3.6 |  | DN 250 mm | No | 1 |  |  | 4358 | 5700 | 5700
J3.7 |  | DN 300 mm | No | 1 |  |  | 4414 | 5800 | 5800
J3.8 |  | DN 350 mm | No | 1 |  |  | 4414 | 5800 | 5800
J3.9 |  | DN 450 mm | No | 1 |  |  | 4470 | 5850 | 5850
J3.10 |  | DN 600 mm | No | 1 |  |  | 6146 | 8000 | 8000
J4 |  | Service of pilot valves and complete control systems. Service to include minor fittings and control:
J4.1 |  | PRV and Pressure Release pilot systems | No | 16 |  |  | 1076 | 1400 | 22400
J4.2 |  | Altitude and Flow Control pilot systems | No | 10 |  |  | 1076 | 1400 | 14000
J5 |  | Install new/replace the following pilot systems:
J5.1 |  | 2-Step Controller with transducing cables and Read Switch, supplied by others. | No | 5 |  |  | 1849.4 | 2450 | 12250
J5.2 |  | Pressure gauge | No | 16 |  |  | 425 | 560 | 8960
J5.3 |  | Full control loop, including piping, 3 ball valves, strainer and pilot valve. | No | 16 |  |  | 6402 | 8400 | 134400
J5.4 |  | Ball valves for pilot | No | 50 |  |  | 173 | 230 | 11500
J5.5 |  | Strainers for pilots | No | 20 |  |  | 205 | 270 | 5400
J6 |  | Servicing of PRV's and level control valves
J6.1 |  | Conduct a minor service on a PRV or level control valve complete | No | 20 |  |  |  | 4000 | 80000
J6.2 |  | Conduct a major service on a PRV or level control valve complete | No | 15 |  |  |  | 7000 | 105000
TOTAL CARRIED FORWARD TO SUMMARY | [8 empty] | 1028060
SECTION K: FILTER PIPEWORK
K1 | SABS1200L | PIPEWORK
K1.1 | 8.2.2 & PSL1 & 3 to 6 | Carefully remove & hand over to council stores the following ø250mm steel pipework specials:
K1.1.1 |  | 370mm x 370mm 90° Bend | No | 16 |  |  |  | 2500 | 40000
K1.2 | 8.2.2 & PSL1 & 3 to 6 | Carefully remove, strip existing coating, galvanise, coat & reinstate the following ø250mm steel pipework specials:
K1.2.1 |  | 1500mm straight | No | 8 |  |  |  | 5000 | 40000
K1.2.2 |  | 800mm x 380mm unequal 90° Bend | No | 16 |  |  |  | 5000 | 80000
K1.2.3 |  | 265mm x 410mm unequal 90° Bend | No | 16 |  |  |  | 5000 | 80000
K1.2.4 |  | 1300mm straight | No | 16 |  |  |  | 5000 | 80000
K1.3 | 8.2.2 & PSL1 & 3 to 6 | Carefully remove, strip existing coating, modify, galvanise, coat & reinstate the following ø250mm steel pipework specials, including all additional flanges:
K1.3.1 |  | 2150mm straight | No | 8 |  |  |  | 5000 | 40000
K1.3.2 |  | 3020mm straight | No | 8 |  |  |  | 5000 | 40000
K1.3.3 |  | 3040mm straight | No | 8 |  |  |  | 5000 | 40000
K1.3.4 |  | 3385mm straight | No | 8 |  |  |  | 5000 | 40000
K1.4 | 8.2.2 & PSL1 & 3 to 6 | Fabricate, galvanise, coat & install the following ø250mm steel pipework specials:
K1.4.1 |  | 620mm x 370mm unequal 90° Bend | No | 16 |  |  |  | 25000 | 400000
K1.4.2 |  | Table 10 blank flanges | No | 16 |  |  |  | 5000 | 80000
K1.5 |  | Carefully remove & reinstate the following:
K1.5.1 | PSPA5 | ø250mm butterfly valve to clearwater outlet | No | 16 |  |  |  | 2500 | 40000
K2 |  | DEMOLITION
K2.1 | PSPA1 | Demolish existing half brick plastered wall and spoil off site. | m | 160 |  |  |  | 250 | 40000
K3 |  | MISCELLANEOUS
K3.1 | PSPA3 | Prepare floor area below pipework for screed by scabbling of concrete to expose aggregates and application of "Sikadur 32N" or similar bonding agent. | m² | 160 |  |  |  | 500 | 80000
K3.2 | PSPA4 | Screed to floor area below pipework. | m³ | 20 |  |  |  | 500 | 10000
K3.3 |  | Allow R 70 400.00 for the disconnection and removal of gearboxes, extension pieces and actuators as well as the re-commisioning of above mention items upon completion of the works to ø250mm clear water outlet valve by specialist nominated subcontractor. | Sum | 1 | 70400 |  |  | 70400 | 70400
K3.4 |  | Overheads, charges and profit on item 3.3 above. | % |  |  |  |  | 7.5% | 5280
TOTAL CARRIED FORWARD
TOTAL BROUGHT FORWARD
K3.5 |  | Allow R 88 630.00 for the procurement of one ø250mm gearbox & actuator to replace lost critical spare by specialist subcontractor | Sum | 1 | 88630 |  |  | 88630 | 88630
K3.6 |  | Overheads, charges and profit on item 3.5 above. | % |  |  |  |  | 7.5% | 6647.25
K3.7 |  | Allow R 320 000.00 for the refurbishment of existing ø250mm butterfly valves to clear water outlets involving the removal of valves, complete corrosion protection refurbishment, hydraulic refurbishment including pressure testing, re-installation of valves and re-connection of gearbox/actuators. | Sum | 1 | 320000 |  |  | 320000 | 320000
K3.8 |  | Overheads, charges and profit on item 3.7 above. | % |  |  |  |  | 7.5% | 24000
K3.9 | 8.2.11 & PSL7 | Fabricate and install GMS pipe support brackets complete as detailed in Dwg. 227-4-5 & 227-4-6 | No | 48 | R |  |  | 2000 | 96000
K3.10 |  | Allow R 20 000 for the disconnection and re-commisioning of existing magflow meters to filters by instrumentation specialist. | Sum | 1 | 20000 |  |  | 20000 | 20000
K3.11 |  | Overheads, charges and profit on item 3.10 above. | % |  |  |  |  | 7.5% | 1500
TOTAL CARRIED FORWARD TO SUMMARY | [8 empty] | 1762457.25
SECTION L: CLEAR WATER OUTLET WELL
L1 |  | TILING
L1.1 | PSPB1 | Carefully remove existing glazed ceramic tiles from all faces of clear water outlet well and dispose of off site. | m² | 250 |  |  |  | 75 | 18750
L1.2 | PSPB2 | Supply glazed ceramic tile (allow a tile material cost of R85.00/m²) and lay including adhesive and grout. Rate to include all cutting and work in confined areas. | m² | 250 |  |  |  | 200 | 50000
L1.3 | PSPB3 | Supply and lay genesis aluminium edge strip to tile. | m | 65 |  |  |  | 40 | 2600
L2 |  | MISCELLANEOUS
L2.1 |  | Allow R 385 000.00 for the refurbishment of existing clear water outlet well drain plugs to 24 filters. | Sum | 1 | 385000 |  |  | 385000 | 385000
L2.2 |  | Overheads, charges and profit on item 2.1 above. | % |  |  |  |  | 7.5% | 28875
L2.3 |  | Allow R 396 000.00 for the provision, installation & commisioning of ultrasonic sensors to clear water outlet wells by instrumentation specialist. | Sum | 1 | 396000 |  |  | 396000 | 396000
L2.4 |  | Overheads, charges and profit on item 2.3 above. | % |  |  |  |  | 7.5% | 29700
L2.5 |  | Allow R 223 000.00 for the provision, installation & commisioning of turbidity sensors by instrumentation specialist. | Sum | 1 | 223000 |  |  | 223000 | 223000
L2.6 |  | Overheads, charges and profit on item 2.5 above. | % |  |  |  |  | 7.5% | 16725
L2.7 |  | Allow R 55 000.00 for the provision, installation & commisioning of lighting to clear water wells by nominated subcontractor | Sum | 1 | 55000 |  |  | 55000 | 55000
L2.8 |  | Overheads, charges and profit on item 2.7 above. | % |  |  |  |  | 7.5% | 4125
TOTAL CARRIED FORWARD TO SUMMARY | [8 empty] | 1209775
SECTION M: FILTER BEDS
M1 |  | FILTER MEDIA
M1.1 | PSPC1 & PSPC5 | Remove existing 6 - 12mm pebbles and dispose of off site. (There is an average of 6m³ of pebbles per filter bed and 12 filters require pebbles to be removed). | m³ | 86.4 |  |  |  | 250 | 21600
M1.2 | PSPC1 & PSPC5 | Remove existing 3 - 5mm grit and dispose of off site. (There is an average of 4m³ of grit per filter bed and 12 filters require grit to be removed). | m³ | 57.6 |  |  |  | 250 | 14400
M1.3 | PSPC1 & PSPC5 | Remove existing 0.7mm sand and dispose of off site. (There is an average of 27m³ of sand per filter bed and 12 filters require grit to be removed). | m³ | 388.8 |  |  |  | 200 | 77760
M1.4 | PSPC2 | Rebag Silica Quartz (contact person Reinet Pretorius tel 013 665 7900) or similar approved 6 - 12mm filter pebbles currently stockpiled on site. The rate to include packaging of the pebbles in clearly marked 40kg polypropylene bags, palletting and wrapping in 1000kg lots (i.e. 25 bags per pallet) transport to and installation in filter bed. Note that the material must be at least 97% silicon and the mass loss by acid solubility must be <0,5%. 6mm - 12mm pebbles. The material is to have a maximum particle size of 12,50mm and a minimum particle size is 5,00mm. The uniformity coefficient it to be a maximum of 1,80. (There are an average of 142 bags of pebbles per filter bed and 12 filters require new pebbles) | Bags | 90 |  |  |  | 300 | 27000
M1.5 | PSPC3 | Procure Silica Quartz (contact person Reinet Pretorius tel 013 665 7900) or similar approved 6 - 12mm filter pebbles currently stockpiled on site. The rate to include packaging of the grit in clearly marked 40kg polypropylene bags, paletting and wrapping in 1000kg lots (i.e. 25 bags per pallet) transport to site and installation in filter bed. Note that the material must be at least 97% silicon and the mass loss by acid solubility must be <0,5%. The material is to have a maximum particle size of 12,5mm and a minimum particle size is 5,0mm. The uniformity coefficient it to be a maximum of 1,8. (There are an average of 142 bags of pebbles per filter bed and 12 filters require new pebbles) | Bags | 1500 |  |  |  | 300 | 450000
M1.6 | PSPC2 | Rebag Silica Quartz (contact person Reinet Pretorius tel 013 665 7900) or similar approved 3 - 5mm filter grit currently stockpiled on site. The rate to include packaging of the grit in clearly marked 40kg polypropylene bags, palletting and wrapping in 1000kg lots (i.e. 25 bags per pallet) transport to and installation in filter bed. Note that the material must be at least 97% silicon and the mass loss by acid solubility must be <0,5%. The material is to have a maximum particle size of 5.6mm and a minimum particle size is 2.8mm. The uniformity coefficient it to be a maximum of 1,60. (There are an average of 142 bags of pebbles per filter bed and 12 filters require new pebbles) | Bags | 5 |  |  |  | 300 | 1500
TOTAL CARRIED FORWARD
TOTAL BROUGHT FORWARD
M1.7 | PSPC3 | Procure Silica Quartz (contact person Reinet Pretorius tel 013 665 7900) or similar approved 3-5mm filter grit. The rate to include packaging of the grit in clearly marked 40kg polypropylene bags, palletting and wrapping in 1000kg lots (i.e. 25 bags per pallet) transport to site and installation in filter bed. Note that the material must be at least 97% silicon and the mass loss by acid solubility must be <0,5%. The maximum partical size is 5,6mm and the minimum particle size is 2,8mm with a minimum uniformity coefficeint of 1,6. Note their are an average of 142 bags of grit per filter bed and 12 filters require new grit. | Bags | 1700 |  |  |  | 300 | 510000
M1.8 | PSPC2 | Rebag Silica Quartz (contact person Reinet Pretorius tel 013 665 7900) or similar approved 0,7mm filter sand. The rate to include packaging of the grit in clearly marked 40kg polypropylene bags, palletting and wrapping in 1000kg lots (i.e. 25 bags per pallet) transport to site and installation in filter bed. Note that the material must be at least 97% silicon and the mass loss by acid solubility must be <0,5%. The material must have a minimum of 95% passing the 1,18mm sieve and a maximum of 5% retained on the 0,60mm sieve. The uniformity coefficeint of to be a maximum of 1,4. (There are an average of 1000 bags per filter bed and 12 filters require new grit). | Bags | 40 |  |  |  | 300 | 12000
M1.9 | PSPC3 | Procure Silica Quartz (contact person Reinet Pretorius tel 013 665 7900) or similar approved 0,7mm filter sand. The rate to include packaging of the grit in clearly marked 40kg polypropylene bags, palletting and wrapping in 1000kg lots (i.e. 25 bags per pallet) transport to site and installation in filter bed. Note that the material must be at least 97% silicon and the mass loss by acid solubility must be <0,5%. The material must have a minimum of 95% passing the 1,18mm sieve and a maximum of 5% retained on the 0,60mm sieve. The uniformity coefficeint of to be a maximum of 1,4. (There are an average of 1000 bags per filter bed and 12 filters require new grit). | Bags | 10000 |  |  |  | 150 | 1500000
M1.10 | PSPC4 | Bulk Earthworks to area above Sed #4 for storage of filter media as follows:
M1.10.1 |  | Scarify insitu material to a depth of 150mm and compact to 100% MOD AASHTO. | m³ | 90 |  |  |  | 50 | 4500
M1.10.2 |  | Import suitable G6 material from commercial sources and construct platform and embankment in layers not exceeding 150mm compacted to 95% mod AASHTO density. | m³ | 180 |  |  |  | 200 | 36000
M2 |  | FILTER NOZZLES
M2.1 | PSPC6 & PSPC7 | Carefully remove existing PCI Africa filter nozzle assembly comprising Mark II nozzle domes (12mmx3mm slots) with special snap-on sealing plates and green nozzle air stem from filter bed floor area and dispose of off site. The removal of filter media is measured elswhere. (There are an average of 1200 nozzles per filter bed and 12 filters require replacement nozzles) | No | 5000 |  |  |  | 100 | 500000
M2.2 |  | Extra-over to item 2.1 for saw cutting concrete around nozzles to a maximum depth of 200mm in the event that the thread is worn and nozzles are unable to be removed and/or replaced | m | 45 |  |  |  | 200 | 9000
TOTAL CARRIED FORWARD
TOTAL BROUGHT FORWARD
M2.3 |  | Extra-over to item 2.1 for breaking out of concrete and disposing of all rubble and debris off site | m³ | 3 |  |  |  | 1000 | 3000
M2.4 |  | Extra-over to item 2.1 for scabbling concrete to expose aggregates along edges of all saw-cuts and apply "Sikadur 32N" or similar approved bonding agent | m² | 15 |  |  |  | 250 | 3750
M2.5 |  | Extra-over to item 2.1 to high pressure jet scabbled concrete surface area to remove all contaminants | m² | 15 |  |  |  | 50 | 750
M2.6 |  | Extra-over to item 2.1 for repairing void with "Sika MonoTop-615 HB" or similar approved repair mortar | m³ | 0.75 |  |  |  | 500 | 375
M2.7 |  | Extra-over to item 2.1 for rethreading uPVC lateral pipeline to ensure nozzles can be firmly inserted | No | 75 |  |  |  | 500 | 37500
M2.8 | PSPC8 | Carefully unclog ø110 uPVC collector pipework of filter media (mostly filter sand) by flushing with clear water. (There are an average of 29 ø110 uPVC collector pipes per filter bed each ~ 6,50m long with 12 filters requiring refurbishment) | m | 2715 |  |  |  | 75 | 203625
M2.9 |  | Extra-over to item 2.8 for provision, installation and removal of uPVC or similar approved plugs to insert into lateral collector pipes to facilitate cleaning | No | 5000 |  |  |  | 25 | 125000
M2.1 |  | Extra-over to item 2.8 for removal of existing cover plate and valve and hand over items to client stores | No | 12 |  |  |  | 50 | 600
M2.11 |  | Extra-over to item 2.8 for provision and installation of new 900mm x 700mm cover plate, complete with all fasteners, gaskets and coatings as detailed in Dwg. 227-4-3. | No | 12 |  |  |  | 50 | 600
M2.12 |  | Allow R 52 800.00 for the disconnection and removal of gearboxes, extension pieces and actuators as well as the re-commisioning of above mention items upon completion of the works to ø600mm scour outlet valve by specialist nominated subcontractor. | Sum | 1 | 52800 |  |  | 52800 | 52800
M2.13 |  | Overheads, charges and profit on item 2.12 above. | % |  |  |  |  | 7.5% | 3960
M2.14 | PSPC9 | Carefully remove, store & reinstate the following ø600mm steel pipework specials:
M2.14.1 |  | 685mm long lobster bend | No | 16 |  |  |  | 2500 | 40000
M2.14.2 |  | 310mm straight | No | 16 |  |  |  | 2500 | 40000
M2.14.3 |  | Butterfly wafer valve | No | 16 |  |  |  | 1000 | 16000
M2.15 | PSPC10 | Procure PCI Africa (contact person Rory Carol tel 011 794 5004) or similar approved filter nozzle assembly comprising Mark II nozzle domes (12x3mm slots) with special snap-on sealing plates and green nozzle air stem. The rate to include transport of components to site, storage on site (if required) and installation into filter bed. (There are an average of 1200 nozzles per filter bed and 12 filters require replacement nozzles) | No | 14400 |  |  |  | 75 | 1080000
M3 |  | MISCELLANEOUS | m | 3 | R |  |  |  | 0
M3.1 |  | Allow R 288 000.00 for the provision, installation & commisioning of ultrasonic sensors to filters by instrumentation specialist. | Sum | 1 | 288000 |  |  | 288000 | 288000
M3.2 |  | Overheads, charges and profit on item 3.1 above. | % |  |  |  |  | 7.5% | 21600
M3.3 |  | Allow R 55 000.00 for the provision, installation & commisioning of lighting to filter well by specialist contractor | Sum | 1 | 55000 |  |  | 55000 | 55000
M3.4 |  | Overheads, charges and profit on item 3.3 above. | % |  |  |  |  | 7.5% | 4125
TOTAL CARRIED FORWARD
TOTAL BROUGHT FORWARD
M3.5 | PSPC11 | Spall Repairs
M3.5.1 |  | Sound and mark areas of defective concrete | m² | 6.5 |  |  |  | 100 | 650
M3.5.2 |  | Break out defective concrete as identified in item 3.5.1 and dispose of all rubble | m³ | 0.65 |  |  |  | 750 | 487.5
M3.5.3 |  | High pressure jet all defective areas to remove any surface contaminants | m² | 6.5 |  |  |  | 50 | 325
M3.5.4 |  | Treat exposed reinforcing and concrete surfaces with"SikaTop Armatec 110 EC" or similar approved bonding slurry and anti-corrosion reinforcement primer | m² | 6.5 |  |  |  | 250 | 1625
M3.5.5 |  | Repair void with "Sika MonoTop-615 HB" or similar approved repair mortar | m³ | 0.65 |  |  |  | 250 | 162.5
M3.5.6 |  | Apply "SikaTop Seal-107 ZA" or similar approved waterproofing slurry to internal & external surface of void | m² | 6.5 |  |  |  | 250 | 1625
M3.7 | PSPC9 | Remove, store & reinstate upon completion of the works, temporary wooden walkways that provide access to the acctuators | Sum | 1 |  |  |  | 15000 | 15000
M3.8 |  | Filter Over Flow Pipe
M3.8.1 | PSPC12 | Core through existing 200mm thick reinforced concrete wall to allow for placement of ø500mm GMS pipework. | No | 12 |  |  |  | 2500 | 30000
M3.8.2 | SABS1200L Cl. 8.2.2 & PSL1 & 3 to 6 | Fabricate, galvanise, coat & install the following ø500mm steel pipework specials:
M3.8.2.1 |  | Bell Mouth | No | 12 |  |  |  | 50000 | 600000
M3.8.2.2 |  | 555mm long straight | No | 12 |  |  |  | 35000 | 420000
M3.8.2.3 |  | 600mm long straight | No | 12 |  |  |  | 50000 | 600000
M3.8.2.4 |  | Lobster bend (total length along center line of 900mm) | No | 12 |  |  |  | 50000 | 600000
M3.8.2.5 |  | Outlet bend (total length of 570mm along center line) | No | 12 |  |  |  | 50000 | 600000
M3.8.3 |  | Fabricate and install GMS pipe support bracket complete | No | 12 |  |  |  | 5000 | 60000
TOTAL CARRIED FORWARD TO SUMMARY | [8 empty] | 8070320
SECTION N: DAFF SYSTEM
N1 |  | DAFF Nozzles
N1.1 | PSPD1 | Carefully remove existing stainless steel daff diffuser assembly comprising threaded stainless steel shaft with nylon cap screwed onto shaft from diffuser pipework in filter bed strip, clean, reassemble and refit. Note there are an average of 90 diffusers per filter bed and 24 filters require maintenance. | No | 2160 |  |  |  | 75 | 162000
N1.1.1 | PSPD2 | Extra over to item 1.1 above for the supply of a new stainless steel shaft. | No | 550 |  |  |  | 150 | 82500
N1.1.2 | PSPD3 | Extra over to item 1.1 above for the supply of a new nylon cap. | No | 1100 |  |  |  | 30 | 33000
N2 |  | DAFF Mass Flow Meters
N2.1 | SABS1200L Cl. 8.2.2 & PSL1 & 3 to 6 | Fabricate, galvanise, coat & install the following ø100mm steel pipework specials, complete with all fittings
N2.1.1 |  | Straight (Length = 870mm) | No | 1 |  |  |  | 10000 | 10000
N2.1.2 |  | Straight (Length = 875mm) | No | 1 |  |  |  | 10000 | 10000
N2.1.3 |  | Straight (Length = 880mm) | No | 1 |  |  |  | 10000 | 10000
N2.1.4 |  | Straight (Length = 885mm) | No | 3 |  |  |  | 10000 | 30000
N2.1.5 |  | Straight (Length = 890mm) | No | 2 |  |  |  | 10000 | 20000
N2.1.6 |  | Straight (Length = 940mm) | No | 1 |  |  |  | 10000 | 10000
N2.1.7 |  | Straight (Length = 945mm) | No | 3 |  |  |  | 10000 | 30000
N2.1.8 |  | Straight (Length = 950mm) | No | 7 |  |  |  | 10000 | 70000
N2.1.9 |  | Straight (Length = 960mm) | No | 2 |  |  |  | 10000 | 20000
N2.1.10 |  | Straight (Length = 965mm) | No | 1 |  |  |  | 10000 | 10000
N3 |  | MISCELLANEOUS
N3.1 |  | Allow R 52 800.00 for the installation and commisioning of mass flow meters to DAFF inlet pipework to filters by instrumentation specialist. | Sum | 1 | 52800 |  |  | 52800 | 52800
N3.2 |  | Overheads, charges and profit on item 3.1 above. | % |  |  |  |  | 7.5% | 3960
N3.3 |  | Allow R 450 000.00 for the refurbishment of existing ø100 flanged gate valves to DAFF inlet pipework to filters by mechanical specialist. | Sum | 1 | 450000 |  |  | 450000 | 450000
N3.4 |  | Overheads, charges and profit on item 3.3 above. | % | 0% | % |  |  | 7.5% | 33750
TOTAL CARRIED FORWARD TO SUMMARY | [8 empty] | 1038010
SECTION O: ALGAE WASHING SYSTEM
O1 | SABS1200L Cl. 8.2.1 & PSL1 & 3 to 6 | GMS PIPEWORK
O1.1 |  | Supply lay and test medium duty galvanized threaded steel pipe to SABS 62 including cutting to the required lengths and threading to the following diameters:
O1.1.1 |  | ø50mm nominal bore. | m | 150 |  |  |  | 300 | 45000
O1.2 |  | Lay and test medium duty galvanized threaded steel pipe to SABS 62 including cutting to the required lengths and threading to the following diameters (Material taken from stock on site):
O1.2.1 |  | ø50 nominal bore. | m | 150 |  |  |  | 300 | 45000
O1.3 |  | Supply, lay and test medium duty galvanized threaded steel pipe fittings to SABS 509 as follows (all joints to be bitumen epxoy coated):
O1.3.1 |  | ø50mm 90º female elbow. | No | 80 |  |  |  | 500 | 40000
O1.3.2 |  | ø50mm 90º male/female elbow. | No | 40 |  |  |  | 500 | 20000
O1.3.3 |  | ø50mm female equal tee. | No | 310 |  |  |  | 600 | 186000
O1.3.4 |  | ø50mm union coupler. | No | 60 |  |  |  | 500 | 30000
O2 | SABS1200L Cl. 8.2.1 & PSL2 to 6 | PP-R PIPEWORK
O2.1 |  | Supply, lay and test Pestan Fluidtherm PP-R or similar approved pipelines, including cutting to the required lengths and welding on site to the following diameters:
O2.1.1 |  | ø50 PN 16 (Colour Green) | m | 75 |  |  |  | 250 | 18750
O2.2 |  | Lay and test Pestan Fluidtherm PP-R or similar approved pipelines, including cutting to the required lengths and welding on site to the following diameters (Material taken from stock on site):
O2.2.1 |  | ø50 PN 16 (Colour Green) | m | 25 |  |  |  | 250 | 6250
O2.3 |  | Supply, lay and test Pestan Fluidtherm PP-R fittings, including welding of joints as follows:
O2.3.1 |  | ø50mm 90º threaded male/female bend | No | 20 |  |  |  | 150 | 3000
O2.3.2 |  | ø50mm 90º threaded female/female bend | No | 20 |  |  |  | 150 | 3000
O2.3.3 |  | ø50mm female threaded equal tee. | No | 35 |  |  |  | 150 | 5250
O2.3.4 |  | ø50mm socket | No | 120 |  |  |  | 150 | 18000
O2.3.5 |  | ø50mm threaded female/male coupling | No | 10 |  |  |  | 150 | 1500
O3 | PSPE1 | NOZZLES
O3.1 |  | Supply lay and test, complete with reducing bush, the following nozzles:
O3.1.1 |  | ¾" FF128 Brass extra wide angle nozzle | No | 290 |  |  |  | 200 | 58000
O3.1.2 |  | ¾" SPN 200 brass high impact narrow fan spray nozzle | No | 35 |  |  |  | 250 | 8750
TOTAL CARRIED FORWARD
TOTAL BROUGHT FORWARD
O4 |  | MISCELLANEOUS
O4.1 | PSPE2 | Prepare concrete substrate to walls of filters and apply ARMCOTECH thermoplastic polymer resin 323 or similar approved minimum of two coats all to manufactureres specification. Contact Chris White of Chris White Agencies on 043 722 2870 for further information. | m² | 850 |  |  |  | 300 | 255000
O4.2 |  | Allow R 298 000.00 for the provision, installation & commisioning of valves and actuators to algae washing system by specialist contractor | Sum | 1 | 298000 |  |  | 298000 | 298000
O4.3 |  | Overheads, charges and profit on item 4.2 above. | % |  |  |  |  | 7.5% | 22350
TOTAL CARRIED FORWARD TO SUMMARY | [8 empty] | 1063850
SECTION P: CHAMBERS
(All profit, overheads, management and supervision to be included in rates)
P1 |  | BRICK CHAMBERS
Construct 230mm double skin brick wall chambers complete.
Rate to include supply of chamber material, in-situ preperation,
base slab, malthoid, brickwork and roof slab for the following
sizes of the cover slab in plan and chamber depths from top of
roof slab to bottom of floor slab:
P1.1 |  | 0 m² < Area in Plan ≤ 3 m²
P1.1.1 |  | Depths 1m up to and including 1.5m | No. | 1 |  |  |  | 40000 | 40000
P1.1.2 |  | Depths greater than 1.5m up to and including 2.5m | No. | 1 |  |  |  | 44000 | 44000
P1.1.3 |  | Depths greater than 2.5m up to and including 3.5m | No. | 1 |  |  |  | 48400 | 48400
P1.2 |  | 3 m² < Area in Plan ≤ 5 m²
P1.2.1 |  | Depths 1m up to and including 1.5m | No. | 1 |  |  |  | 48000 | 48000
P1.2.2 |  | Depths greater than 1.5m up to and including 2.5m | No. | 1 |  |  |  | 52800 | 52800
P1.2.3 |  | Depths greater than 2.5m up to and including 3.5m | No. | 1 |  |  |  | 58080 | 58080
P1.3 |  | 5 m² < Area in Plan ≤ 7 m²
P1.3.1 |  | Depths 1m up to and including 1.5m | No. | 1 |  |  |  | 57600 | 57600
P1.3.2 |  | Depths greater than 1.5m up to and including 2.5m | No. | 1 |  |  |  | 63360 | 63360
P1.3.3 |  | Depths greater than 2.5m up to and including 3.5m | No. | 1 |  |  |  | 69696 | 69696
P1.4 |  | 7 m² < Area in Plan ≤ 9 m²
P1.4.1 |  | Depths 1m up to and including 1.5m | No. | 1 |  |  |  | 69120 | 69120
P1.4.2 |  | Depths greater than 1.5m up to and including 2.5m | No. | 1 |  |  |  | 76032 | 76032
P1.4.3 |  | Depths greater than 2.5m up to and including 3.5m | No. | 1 |  |  |  | 83635.2 | 83635.2
P1.5 |  | Extra-over items K1.1 to K1.4 for the installation of a Maverick | No. | 5 |  |  |  | 2500 | 12500
Type 2A lockable lid cast into the top slab.
TOTAL CARRIED FORWARD
TOTAL BROUGHT FORWARD
SECTION P: CHAMBERS (Continued)
P2 |  | MANHOLE CHAMBERS
Construct Manhole chambers complete including concrete
base, chamber manhole rings, top slab for the following sizes
and depths:
P2.1 |  | 1m Rocla Chamber
P2.1.1 |  | Depths up to and including 0.5m | No. | 1 |  |  |  | 22000 | 22000
P2.1.2 |  | Depths greater than 0.5m up to and including 1m | No. | 1 |  |  |  | 26400 | 26400
P2.1.3 |  | Depths greater than 1m up to and including 1.5m | No. | 1 |  |  |  | 26400 | 26400
P2.1.4 |  | Depths greater than 1.5m up to and including 2m | No. | 1 |  |  |  | 31680 | 31680
P2.1.5 |  | Depths greater than 2m up to and including 2.5m | No. | 1 |  |  |  | 38016 | 38016
P2.1.6 |  | Depths greater than 2.5m up to and including 3m | No. | 1 |  |  |  | 45619.2 | 45619.2
P2.1.7 |  | Depths greater than 3m up to and including 3.5m | No. | 1 |  |  |  | 54743.04 | 54743.04
P2.1.8 |  | Depths greater than 3.5m up to and including 4m | No. | 1 |  |  |  | 65691.648 | 65691.648
P2.2 |  | 1.5m Rocla Chamber
P2.2.1 |  | Depths up to and including 0.5m | No. | 1 |  |  |  | 31680 | 31680
P2.2.2 |  | Depths greater than 0.5m up to and including 1m | No. | 1 |  |  |  | 38016 | 38016
P2.2.3 |  | Depths greater than 1m up to and including 1.5m | No. | 1 |  |  |  | 45619.2 | 45619.2
P2.2.4 |  | Depths greater than 1.5m up to and including 2m | No. | 1 |  |  |  | 54743.04 | 54743.04
P2.2.5 |  | Depths greater than 2m up to and including 2.5m | No. | 1 |  |  |  | 65691.648 | 65691.648
P2.2.6 |  | Depths greater than 2.5m up to and including 3m | No. | 1 |  |  |  | 78829.9776 | 78829.9776
P2.2.7 |  | Depths greater than 3m up to and including 3.5m | No. | 1 |  |  |  | 94595.9731 | 94595.9731
P2.2.8 |  | Depths greater than 3.5m up to and including 4m | No. | 1 |  |  |  | 113515.1677 | 113515.1677
P2.3 |  | 1.8m Rocla Chamber
P2.3.1 |  | Depths up to and including 0.5m | No. | 1 |  |  |  | 34848 | 34848
P2.3.2 |  | Depths greater than 0.5m up to and including 1m | No. | 1 |  |  |  | 41817.6 | 41817.6
P2.3.3 |  | Depths greater than 1m up to and including 1.5m | No. | 1 |  |  |  | 50181.12 | 50181.12
P2.3.4 |  | Depths greater than 1.5m up to and including 2m | No. | 1 |  |  |  | 60217.344 | 60217.344
P2.3.5 |  | Depths greater than 2m up to and including 2.5m | No. | 1 |  |  |  | 72260.8128 | 72260.8128
TOTAL CARRIED FORWARD
TOTAL BROUGHT FORWARD
SECTION P: CHAMBERS (Continued)
P2.3.6 |  | Depths greater than 2.5m up to and including 3m | No. | 1 |  |  |  | 86712.9754 | 86712.9754
P2.4 |  | Extra-over items K2.1 to K2.3 for the installation of a Maverick Type 2A lockable lid cast into the top slab. Supply measured elsewhere. | No. | 2 |  |  |  | 2500 | 5000
P2.5 |  | Extra-over items K2.1 to K2.3 for the installation of a locking bar cast into the top slab as per standard detail provided. Supply measured elsewhere. | No. | 2 |  |  |  | 2500 | 5000
P3 |  | VALVE AND HYDRANT CHAMBERS
P3.1 |  | Supply and install precast concrete valve and hydrant chambers for the following depths, complete. Rate to include chamber concrete base, precast concrete sections, polymer Type 5A maverick lid and frame (Yellow for hydrant chambers, Blue for valve chambers)
P3.1.1 |  | Depths up to and including 0.5m | No. | 2 |  |  |  | 3000 | 6000
P3.1.2 |  | Depths greater than 0.5m up to and including 1m | No. | 5 |  |  |  | 3600 | 18000
P3.1.3 |  | Depths greater than 1m up to and including 1.5m | No. | 5 |  |  |  | 4320 | 21600
P3.1.4 |  | Depths greater than 1.5m up to and including 2m | No. | 2 |  |  |  | 5184 | 10368
P3.1.5 |  | Depths greater than 2m up to and including 2.5m | No. | 1 |  |  |  | 6220.8 | 6220.8
P3.1.6 |  | Depths greater than 2.5m up to and including 3m | No. | 1 |  |  |  | 7464.96 | 7464.96
P3.2 |  | Supply and install thermoplastic valve and hydrant chambers for the following depths, complete. Rate to include the supply and installation of a single brick base layer, 315mm uPVC Class 9 pipe, thermoplastic cover and frame (Yellow for hydrant chambers, Blue for valve chambers).
P3.2.1 |  | Depths up to and including 1m | No. | 5 |  |  |  | 750 | 3750
P3.2.2 |  | Depths greater than 1m up to and including 2m | No. | 5 |  |  |  | 900 | 4500
P3.2.3 |  | Depths greater than 2m up to and including 3m | No. | 2 |  |  |  | 1080 | 2160
P4 |  | MISCELLANEOUS
P4.1 |  | Construct an unreinforced concrete pedestal less than 0.05m³ in volume and of concrete strength no less than 25MPa | No. | 20 |  |  |  | 500 | 10000
P4.2 |  | Plaster the outside of exposed brickwork complete | m² | 10 |  |  |  | 212 | 2120
TOTAL CARRIED FORWARD TO SUMMARY | [8 empty] | 2004685.7066
SECTION Q: METERS
(All profit, overheads, management and supervision to be included in rates)
Installation of meters complete. Rate to include provision for nuts, bolts, full face gaskets, corrosion protection (Copper slip paste or equivalent approved), fittings and flanges if required.
Q1 |  | CONSUMER WATER METERS - SUPPLIED BY CLIENT
Q1.1 |  | Replace/Install ICI and domestic water meters (Supplied by Client)
Q1.1.1 |  | 15 mm | No. | 10 |  |  |  | 400 | 4000
Q1.1.2 |  | 20 mm | No. | 20 |  |  |  | 400 | 8000
Q1.1.3 |  | 25 mm | No. | 20 |  |  |  | 400 | 8000
Q1.1.4 |  | 30 mm | No. | 20 |  |  |  | 881.4 | 17628
Q1.1.5 |  | 40 mm | No. | 10 |  |  |  | 1190 | 11900
Q1.1.6 |  | 50 mm | No. | 10 |  |  |  | 1385 | 13850
Q1.1.7 |  | 80 mm | No. | 10 |  |  |  | 1552.1667 | 15521.6667
Q1.1.8 |  | 100 mm | No. | 1 |  |  |  | 1804.5 | 1804.5
Q1.1.9 |  | 150 mm | No. | 1 |  |  |  | 2353.6667 | 2353.6667
Q1.1.10 |  | 200 mm | No. | 1 |  |  |  | 2589.0333 | 2589.0333
Q1.1.11 |  | 250 mm | No. | 1 |  |  |  | 2847.9367 | 2847.9367
Q1.1.12 |  | 300 mm | No. | 1 |  |  |  | 3514.2 | 3514.2
Q1.2 |  | Installation of Domestic Flow Limiting Devices complete (Supplied by Client), including collection from municipal stores, plant, labour, profit and Site Supervision. Rate to include completion and submission of relevant forms. Travel measured elsewhere. | No. | 10 |  |  |  | 269 | 2690
Q1.3 |  | Installation of Domestic Flow Restrictors complete (Supplied by Client) including collection from municipal stores, plant, labour, profit and Site Supervision. Installation including completion of consumer notice form and restrictor installation forms plus forwarding of such paperwork and GPS co-ordinated photo to the relevant Engineer on a weekly basis. Travel measured elsewhere. | No. | 300 |  |  |  | 205 | 61500
Q1.4 |  | Inspection fee due to denied access for an attempted restrictor/meter installation. Rate to include completion of consumer notice form and restrictor installation form plus forwarding of such paperwork and GPS co-ordinated photos to the Engineer on a weekly basis. Travel measured elsewhere. | No. | 20 |  |  |  | 150 | 3000
Q1.5 |  | Inspect leak and/or water meter and report findings to the Engineer including all relevant paperwork and a GPS co-ordinated photograph. | No. | 200 |  |  |  | 150 | 30000
TOTAL CARRIED FORWARD
TOTAL BROUGHT FORWARD
SECTION Q: METERS (continued)
Q2 |  | BULK WATER METERS - SUPPLIED BY CLIENT
Q2.1 |  | Class 16 cold potable mechanical water meter (Sensus Meistream
or similar approved) supplied by Client of diameters stated:
Q2.1.1 |  | 50mm Ø | No. | 2 |  |  |  | 450 | 900
Q2.1.2 |  | 80mm Ø | No. | 5 |  |  |  | 495 | 2475
Q2.1.3 |  | 100mm Ø | No. | 5 |  |  |  | 544.5 | 2722.5
Q2.1.4 |  | 150mm Ø | No. | 5 |  |  |  | 598.95 | 2994.75
Q2.1.5 |  | 200mm Ø | No. | 2 |  |  |  | 658.845 | 1317.69
Q2.1.6 |  | 250mm Ø | No. | 1 |  |  |  | 724.7295 | 724.7295
Q2.1.7 |  | 300mm Ø | No. | 1 |  |  |  | 797.2025 | 797.2025
Q2.1.8 |  | 350mm Ø | No. | 1 |  |  |  | 876.9227 | 876.9227
Q2.1.9 |  | 400mm Ø | No. | 1 |  |  |  | 964.615 | 964.615
Q2.2 |  | Class 16 cold potable electromagnetic water meter, IP68 compliant (Waterflux 3000 magflow - KROHNE/similar approved) supplied by Client, mains supplied of diameters stated:
Q2.2.1 |  | 100mm Ø | No. | 2 |  |  |  | 350 | 700
Q2.2.2 |  | 150mm Ø | No. | 2 |  |  |  | 385 | 770
Q2.2.3 |  | 200mm Ø | No. | 2 |  |  |  | 423.5 | 847
Q2.2.4 |  | 250mm Ø | No. | 2 |  |  |  | 465.85 | 931.7
Q2.2.5 |  | 300mm Ø | No. | 2 |  |  |  | 512.435 | 1024.87
Q2.2.6 |  | 350mm Ø | No. | 1 |  |  |  | 563.6785 | 563.6785
Q2.2.7 |  | 400mm Ø | No. | 1 |  |  |  | 620.0464 | 620.0464
Q2.2.8 |  | 450mm Ø | No. | 1 |  |  |  | 682.051 | 682.051
Q2.2.9 |  | 500mm Ø | No. | 1 |  |  |  | 750.2561 | 750.2561
Q2.3 |  | Class 16 cold potable electromagnetic water meter, IP68 compliant (Waterflux 3000 magflow - KROHNE/similar approved) supplied by Client, battery powered of diameters stated:
Q2.3.1 |  | 100mm Ø | No. | 2 |  |  |  | 450 | 900
Q2.3.2 |  | 150mm Ø | No. | 2 |  |  |  | 495 | 990
Q2.3.3 |  | 200mm Ø | No. | 2 |  |  |  | 544.5 | 1089
Q2.3.4 |  | 250mm Ø | No. | 5 |  |  |  | 598.95 | 2994.75
Q2.3.5 |  | 300mm Ø | No. | 5 |  |  |  | 658.845 | 3294.225
TOTAL CARRIED FORWARD
TOTAL BROUGHT FORWARD
SECTION Q: METERS (continued)
Q2.3.6 |  | 350mm Ø | No. | 2 |  |  |  | 724.7295 | 1449.459
Q2.3.7 |  | 400mm Ø | No. | 2 |  |  |  | 797.2025 | 1594.4049
Q2.3.8 |  | 450mm Ø | No. | 1 |  |  |  | 876.9227 | 876.9227
Q2.3.9 |  | 500mm Ø | No. | 1 |  |  |  | 964.615 | 964.615
Q2.4 |  | Install Nivus probes (or similar approved) supplied by Client onto existing steel pipes. Rate to include: welding of 4 x sockets onto the pipe; installation of 4 x ball valves, nipples and sensors; installation of NFE junction box and cabling. | No. | 3 |  |  |  | 30000 | 90000
Q2.5 |  | Install Nivus probes (or similar approved) supplied by Client onto existing non-steel pipes. Rate to include: installation of coupling/saddle, 4 x sockets onto the coupling; installation of 4 x ball valves, nipples and sensors; installation of NFE junction box and cabling. | No. | 3 |  |  |  | 35000 | 105000
TOTAL CARRIED FORWARD TO SUMMARY | [8 empty] | 419015.3914
| SANS 1200G | SECTION R: CONCRETE (STRUCTURAL)
R1 | 8.1.3 | CONCRETE
R1.1 | 8.4.2 | Strength concrete 15 MPa/19 mm | m³ | 1
R1.2 | 8.4.2 | Strength concrete 15 MPa/40 mm | m³ | 1
R1.3 | 8.4.3 | Strength concrete: 20 MPa/19mm | m³ | 1
R1.4 | 8.4.3 | Strength concrete: 20 MPa/40mm | m³ | 1
R1.5 |  | Strength concrete: 25 MPa/19mm | m³ | 1
R1.6 |  | Strength concrete: 25 MPa/40mm | m³ | 1
R1.7 |  | Strength concrete: 30 MPa/19mm | m³ | 1
R1.8 |  | Strength concrete: 30 MPa/40mm | m³ | 1
R1.9 |  | Strength concrete: 35 MPa/19mm | m³ | 1
R1.10 |  | Strength concrete: 35 MPa/19mm with rapid-hardening | m³ | 1
cement
R1.11 |  | Prescribed mix concrete -1:2:4 | m³ | 1
R2 | 8.1.1 | FORMWORK
R2.1 | 8.2.1 | Rough walls below ground
R2.1.1 |  | Vertical plane | m² | 1
R2.1.2 |  | Vertical curved | m² | 1
R2.2 | 8.2.2 | Smooth vertical plane to:
R2.2.1 |  | walls | m² | 1
R2.2.2 |  | columns | m² | 1
R2.2.3 |  | beams | m² | 1
R2.2.4 |  | Vertical curved to walls | m² | 1
R2.3 | 8.2.5 | Vertical narrow widths up to 300 mm wide | m | 1
R2.4 | 8.2.3 | Special smooth formwork repaired and rubbed
R2.4.1 |  | Vertical plane to outside wall | m² | 1
R2.4.2 |  | Vertical curved to outside wall | m² | 1
R2.5 | 8.2.4 | Special smooth off-form
R2.5.1 |  | Faces of bridge abutment | m² | 1
R2.5.2 |  | Parapet walls | m² | 1
TOTAL CARRIED FORWARD
TOTAL BROUGHT FORWARD
| SANS 1200G | SECTION R: CONCRETE (STRUCTURAL) (Cont)
R2.6 | 8.1.1.2 | Chamfers exceeding 20 mm x 20 mm and grooves
R2.6.1 |  | Chamfer 30 mm x 30 mm | m | 1
R2.6.2 |  | Chamfer 40 mm x 40 mm | m | 1
R2.6.3 |  | Groove 20 mm wide x 40 mm deep | m | 1
Box out holes/form voids
R2.7 |  | Small, circular up to 0,35 m diam.: depths over and up to
R2.7.1 |  | 0 m 0,5 m | No. | 1
R2.7.2 |  | 0,5 m 1,0 m | No. | 1
R2.7.3 |  | 1,0 m 1,5 m | No. | 1
R2.7.4 |  | 1,5 m - | No. | 1
R2.8 |  | Small, other shapes up to 0,1 m2 in area: depths over and up to
R2.8.1 |  | 0 m 0,5 m | No. | 1
R2.8.2 |  | 0,5 m 1,0 m | No. | 1
R2.8.3 |  | 1,0 m 1,5 m | No. | 1
R2.8.4 |  | 1,5 m - | No. | 1
R2.9 |  | Large, circular, diam. 0,35 - 0,7 m : depths over and up to
R2.9.1 |  | 0 m 0,5 m | No. | 1
R2.9.2 |  | 0,5 m 1,0 m | No. | 1
R2.9.3 |  | 1,0 m 2,0 m | No. | 1
R2.9.4 |  | 2,0 m - | No. | 1
R2.10 |  | Large, other shapes, area 0,1 - 0,5 m2 : depths over and up to
R2.10.1 |  | 0 m 0,5 m | No. | 1
R2.10.2 |  | 0,5 m 1,0 m | No. | 1
R2.10.3 |  | 1,0 m 2,0 m | No. | 1
R2.10.4 |  | 2,0 m - | No. | 1
R3 | 8.1.2 | REINFORCEMENT
Mild steel bars
R3.1 | 8.1.2.2 | Diameter 2 mm : Basic price | kg | 1
R3.2 | 8.1.2.3 | Extra-over .3.1 for bars of diameter
TOTAL CARRIED FORWARD
TOTAL BROUGHT FORWARD
| SANS 1200G | SECTION R: CONCRETE (STRUCTURAL) (Cont)
R3.2.1 |  | a) 8 mm | kg | 1
R3.2.2 |  | b) 10 mm | kg | 1
R3.2.3 |  | c) 12 mm | kg | 1
R3.2.4 |  | d) 16 mm | kg | 1
R3.2.5 |  | e) 20 mm | kg | 1
R3.2.6 |  | f) 32 mm | kg | 1
R3.2.7 |  | g) 40 mm | kg | 1
| 8.3.1 | High-tensile steel bars
R3.3 | 8.1.2.2 | Diameter 25 mm : Basic Price | kg | 1
R3.4 | 8.1.2.3 | Extra-over .3.3 for bars of diameter
R3.4.1 |  | a) 8 mm | kg | 1
R3.4.2 |  | b) 10 mm | kg | 1
R3.4.3 |  | c) 12 mm | kg | 1
R3.4.4 |  | d) 16 mm | kg | 1
R3.4.5 |  | e) 20 mm | kg | 1
R3.4.6 |  | f) 32 mm | kg | 1
R3.4.7 |  | g) 40 mm | kg | 1
R3.5 | 8.3.2 | High-tensile welded mesh reinforcement
R3.5.1 |  | Type reference 193 in standard sheets | m² | 1
R3.5.2 |  | Type reference 245 in non-standard sheets | m² | 1
R3.5.3 |  | Type reference 395 in standard sheets | m² | 1
R4 | 8.4.4 | UNIFORMED SURFACE FINISHES
R4.1 |  | Wood-floated finish
R4.1.1 |  | Bridge sidewalks | m² | 1
R4.1.2 |  | Inverts of culverts | m² | 1
R4.2 |  | Steel-floated finish
R4.2.1 |  | Floor of reservoir | m² | 1
R4.2.2 |  | Power-floated finish | m² | 1
TOTAL CARRIED FORWARD
TOTAL BROUGHT FORWARD
| SANS 1200G | SECTION R: CONCRETE (STRUCTURAL) (Cont)
R4.3 |  | Special surface finish
R4.3.1 |  | Bridge bearing areas | m² | 1
R4.3.2 |  | Sliding joint areas | m² | 1
R4.3.3 |  | Factory floor | m² | 1
R5 | 8.5 | JOINTS
R5.1 |  | Saw Joint (unsealed at 60mm thick) | m | 1
R5.2 |  | Expnasion Joint (10x100mm softboard unsealed) | m | 1
TOTAL CARRIED FORWARD TO SUMMARY | [8 empty] | 0
| SANS 1200LG | SECTION S: PIPE JACKING AT CROSSING
S1 | 8.2.1 | Jacking establishment
S1.1 |  | a) Fixed charges | Sum | 1
S1.2 |  | b) Time-related charges for jacking operations | Week | 1
S2 |  | Excavation and backfilling
S2.1 | 8.2.4 | Excavate for pipes at the jacking face (including removal and
disposal of surplus excavated material within a 0,5 km radius
of the working area) in material that is:
S2.1.1 |  | a) Soft cohesive soil | m³ | 1
S2.1.2 |  | b) Non-cohesive sand | m³ | 1
S2.1.3 |  | c) Hard pickable soil | m³ | 1
S2.1.4 |  | d) Cobbles and boulders larger than 150 mm but not larger | m³ | 1
than 500mm
S2.1.5 |  | e) Very hard material occurring in bulk requiring extraordinary | m³ | 1
techniques for breaking, or boulders larger than 501mm
S2.1.6 |  | f) A mixture of two or more of (a) - (e) above | m³ | 1
S2.1.7 | 8.2.4 | Overhaul in excess of the 0,5 km freehaul distance, extra-over | m³.km | 1
items S2 for disposal of surplus excavation
S3 | 8.2.2 | Supply of pipes to be jacked
S3.1 |  | 900 mm dia. SC Type, designation 100D in one crossing | m | 1
S3.2 |  | 1 050 mm dia. SC Type, designation 100D in two crossings, each | m | 1
approximately 155 m in length
S4 | 8.2.3 | Jacking of pipes into their final positions
S4.1 |  | 900 mm dia. SC Type, designation 100D at one crossing | m | 1
S4.2 |  | 1 050 mm dia. SC Type, designation 100D at two crossings | m | 1
S4.3 | 8.2.5 | Extra-over Items S4 for unforseen rock or boulders | m | 1
S5 | 8.2.9 | Stabilization of unstable areas, where ordered
S5.1 |  | a) Provide equipment and remove on completion | Sum | 1
S5.2 |  | b) Operate equipment | Days | 1
S5.3 |  | c) Materials | m³ | 1
S6 | 8.2.9 | Grouting: Injection of cement/sand grout, mix ration as ordered
S6.1 |  | a) Provide equipment and remove on completion | Sum | 1
S6.2 |  | b) Operate equipment | Days | 1
TOTAL CARRIED FORWARD
TOTAL BROUGHT FORWARD
| SANS 1200LG | SECTION S: PIPE JACKING AT CROSSING (Cont)
S6.3 |  | c) Materials | m³ | 1
S6.4 | 8.2.10 | Standing time for pipe jacking gang complete with equipment | hours | 1
(where approved)
Alternative to items above
S6.5 | 8.2.6 | Supply and install by the pipe jacking method, SC Type,
designation 100D concrete sleevepipes including all excavation
of spoil displaced and depositing of spoil at thrust pit top
S6.5.1 |  | 200 mm diam. | m | 1
S6.5.2 |  | 250 mm diam. | m | 1
S6.5.3 |  | 315 mm diam. | m | 1
S6.5.4 |  | 400 mm diam. | m | 1
S6.5.5 |  | 525 mm diam. | m | 1
S6.5.6 |  | 600 mm diam. | m | 1
S6.5.7 | 8.2.7 | Extra-over Items above for lengths greater than 50 m | m | 1
S6.6 | 8.2.8 | Excavation in rock using pneumatic tools or other techniques, | m³ | 1
where blasting not permitted
S6.7 | 8.2.8 | Excavation in rock using explosives, where permitted | m³ | 1
TOTAL CARRIED FORWARD TO SUMMARY | [8 empty] | 0

## Schedule - M (hidden)
BUFFALO CITY METROPOLITAN MUNICIPALITY
CONTRACT NO: BCMM/DES/WAT/CE471/2/2022 - FRAMEWORK AGREEMENTS FOR AD HOC MAINTENANCE AND BETTERMENT WORKS TO VARIOUS MUNICIPAL WATER INFRASTRUCTURE IN THE AREAS OF THE BUFFALO CITY METROPOLITAN MUNICIPALITY (3 APPOINTMENTS FOR 3 AREAS) | [7 empty] | Ratio for Quantities | 43.38%
MIDLAND
ITEM NO | PAYMENT CLAUSE | DESCRIPTION | UNIT | QTY | RATE | AMOUNT |  | 2017 Rate | ESTIMATED RATE | ESTIMATED AMOUNT
| SANS 1200 A | SECTION A: GENERAL
| PSA | GENERAL
A1 | PSA8 | MEASUREMENT AND PAYMENT
| PSA8.4.3 | All P&G's will be charged based on the assignment values. The following brackets will apply for the assignment values:
A.1.1.1 |  | a) R 0 - R 500 000 | % | 500000 |  |  |  | 500000 | 20% | 100000
A.1.1.2 |  | b) R 500 001 - R 1 000 000 | % | 1000000 |  |  |  | 1000000 | 15% | 150000
A.1.1.3 |  | c) R 1 000 001 - R 1 500 000 | % | 1500000 |  |  |  | 1500000 | 13% | 195000
A.1.1.4 |  | d) R 1 500 001 and above | % | 2000000 |  |  |  | 2000000 | 12% | 240000
A2 | PSA 8.4.5 | Provision of Security Personnel (Engineer to approve when necessary). Copy of invoice to be submitted with payment certificate. | Sum/day | 22 |  |  | 22 | 924 | 1000 | 22000
A4 | 8.7 | Dayworks:
Personnel:
A4.1 |  | Labour | Hr | 434 |  |  | 434 | 55 | 75 | 32550
A4.2 |  | Semi-skilled | Hr | 217 |  |  | 217 | 65 | 82 | 17794
A4.3 |  | Foreman | Hr | 44 |  |  | 44 | 150 | 200 | 8800
A4.4 |  | Artisans | Hr | 87 |  |  | 87 | 110 | 150 | 13050
A4.5 |  | Survey assistant | Hr | 14 |  |  | 14 | 100 | 150 | 2100
Plant:
A4.6 |  | Air compressor 4m3/min, complete with drills, jack hammers etc. | Hr | 22 |  |  | 22 | 350 | 460 | 10120
A4.7 |  | Pump including all necessary hoses (50 mm dia) | Hr | 22 |  |  | 22 | 200 | 260 | 5720
A4.8 |  | Truck (3-5t) with operator | Hr | 22 |  |  | 22 | 400 | 520 | 11440
A4.9 |  | Truck (6-10t) with operator | Hr | 22 |  |  | 22 | 550 | 715 | 15730
A4.10 |  | Concrete Mixer 0.5 m3 | Hr | 22 |  |  | 22 | 50 | 65 | 1430
A4.11 |  | Vibrating Roller (BM 60) compactor, 0.6m wide | Hr | 22 |  |  | 22 | 150 | 195 | 4290
A4.12 |  | Front End Loader rubber tyre | Hr | 22 |  |  | 22 | 450 | 585 | 12870
A4.13 |  | Back actor with operator, 0.3m3 | Hr | 22 |  |  | 22 | 600 | 780 | 17160
A4.14 |  | Excavator 20 t | Hr | 22 |  |  | 22 | 750 | 975 | 21450
A4.15 |  | Excavator 30 t | Hr | 22 |  |  | 22 | 750 | 975 | 21450
A4.16 |  | Wheel excavator 20 t | Hr | 22 |  |  | 22 | 500 | 650 | 14300
A4.17 |  | Loadbed | Ea | 22 |  |  | 22 | 2000 | 2600 | 57200
TOTAL CARRIED FORWARD
TOTAL BROUGHT FORWARD
| SANS 1200 A | SECTION A: GENERAL (continued)
A4.18 |  | Water tanker 10 kl potable water | Hr | 22 |  |  | 22 | 650 | 845 | 18590
A4.19 |  | Dozer (D5 or equivalent) | Hr | 22 |  |  | 22 | 900 | 1170 | 25740
A4.20 |  | Crane Truck 5t | Hr | 22 |  |  | 22 | 650 | 845 | 18590
A4.21 |  | Roller 6-10 t | Hr | 22 |  |  | 22 | 400 | 520 | 11440
A4.22 |  | Roller 2-5 t | Hr | 22 |  |  | 22 | 200 | 260 | 5720
A4.23 |  | Water cart, 500L | Day | 22 |  |  | 22 | 200 | 260 | 5720
A4.24 |  | LDV 1 t | Day | 22 |  |  | 22 | 250 | 325 | 7150
A4.25 |  | High pressure jetting machine (50mm -500kPa) | Day | 14 |  |  | 14 | 550 | 715 | 10010
A4.26 |  | 50 mm dia water pump for dewatering | Day | 14 |  |  | 14 | 380 | 494 | 6916
A4.27 |  | 100 mm dia water pump for dewatering | Day | 14 |  |  | 14 |  | 600 | 8400
A4.28 |  | 100 mm dia water pump for dewatering | Day | 14 |  |  | 14 | 600 | 780 | 10920
A4.29 |  | 150 mm dia water pump for dewatering | Day | 14 |  |  | 14 | 1800 | 2340 | 32760
A4.30 |  | Petrol pipe cutter | Day | 14 |  |  | 14 | 550 | 720 | 10080
| C3.1.5.5 | Transport and Travel:
A4.31 |  | 5 Ton Truck | km | 87 |  |  | 87 | 22 | 30 | 2610
A4.32 |  | 3 Ton Truck | km | 131 |  |  | 131 | 20 | 30 | 3930
A4.33 |  | 1 Ton LDV | km | 132 |  |  | 132 | 7 | 10 | 1320
| 8.7 | Material:
A4.34 |  | Cement | Bags | 22 |  |  | 22 | 120 | 160 | 3520
A4.35 |  | Building Sand | m³ | 22 |  |  | 22 | 250 | 330 | 7260
A4.36 |  | Crushed Stone (19mm) | m³ | 44 |  |  | 44 | 450 | 585 | 25740
A4.37 |  | Bricks (ROK) | 1000 | 9 |  |  | 9 | 4000 | 5200 | 46800
A4.38 |  | Geotextile: Type A2 | m² | 9 |  |  | 9 | 20 | 30 | 270
A4.39 |  | For material not available from BCMM stores: Purchase items at cost and transport to site. All items to be approved by Engineer. | PC Sum | 1 |  | 2000000 | 1 |  | 2000000 | 2000000
A4.40 |  | Mark-up on Item A4.38 | % |  |  |  | 1 | 10% | 10% | 200000
TOTAL CARRIED FORWARD
TOTAL BROUGHT FORWARD
| SANS 1200 A | SECTION A: GENERAL (continued)
A5 | PSA 8.9 | Health and Safety:
A5.1 |  | Contractor's initial obligation in respect to the Occupational Health and Safety Act and Construction Regulations, including the preparation and maintaining/closing out of a Health and Safety Plan. The payment will be based on the assignment values as follows:
A.5.1.1 |  | a) R 0 - R 500 000 | % | 500000 |  |  | 21699 | 500000 | 5% | 25000
A.5.1.2 |  | b) R 500 001 - R 1 000 000 | % | 1000000 |  |  | 433818 | 1000000 | 4% | 40000
A.5.1.3 |  | c) R 1 000 001 - R 1 500 000 | % | 1500000 |  |  | 65727 | 1500000 | 4% | 60000
A.5.1.4 |  | d) R 1 500 001 and above | % | 2000000 |  |  | 867636 | 2000000 | 3% | 60000
A6 |  | Miscellaneous:
A6.1 | C3.1.3 | Provisional sum to be used only on the authority of the Employer: Hire of specialist service provider for the repairs to pre-stressed concrete pipes of large diameter. | Prov Sum | 1 |  | 250000 | 1 |  | 250000 | 250000
A6.2 |  | Training: Provide training to 15 selected ward community members on water services basics | Day | 5 |  |  | 5 | 750 | 975 | 4875
A6.3 |  | Training: Provide training to 15 selected municipal staff on construction procedures & methods | Day | 5 |  |  | 5 | 750 | 975 | 4875
A6.4 | C3.1.3 | Prepare reports, monthly work summary & presentation for monthly progress meetings. | Month | 36 |  |  | 16 | 500 | 650 | 23400
A6.5 | C3.3.1 | Submit monthly labour forms on standard EPWP template | Month | 36 |  |  | 16 | 500 | 650 | 23400
A7 |  | Training:
A7.1 | PDG7 | Provide 2 plumbing artisans for training on pressure reducing valve operation for 2 day-course | Prov Sum | 1 |  | 30000 | 1 |  | 30000 | 30000
TOTAL CARRIED FORWARD TO SUMMARY | [9 empty] | 3959490
| SANS 1200 C | SECTION B: SITE CLEARANCE
CLEAR SITE
B1 | 8.2.1 | Clear and Grub | m² | 217 |  |  | 217 | 7 | 10 | 2170
B1.2 | 8.2.10 | Remove Topsoil to Nominal Depth of 150mm and Stockpile | m³ | 66 |  |  | 66 | 50 | 65 | 4290
B2 | PSC 8.2.11 | Removal of Man-Made Surfaces
B2.1 |  | a) Roadway, Asphalt and Other Layers
B2.1.1 |  | i) Asphalt (≤ 50mm thick) and Including Base, Sub-Base and Subgrades Layers up to 800mm Deep | m² | 44 |  |  | 44 | 84 | 110 | 4840
B2.1.2 |  | ii) Asphalt (> 50mm ≤ 100mm thick) and Including Base, Sub-Base and Subgrades Layers up to 800mm Deep | m² | 44 |  |  | 44 | 89 | 120 | 5280
B2.2 |  | b) Footways and Driveways
B2.2.1 |  | i) Asphalt ≤ 50mm thickness | m² | 44 |  |  | 44 | 28 | 40 | 1760
B2.1.2 |  | ii) Asphalt > 50 ≤ 100mm thickness | m² | 44 |  |  | 44 | 32 | 45 | 1980
B2.1.3 |  | iii) Interlocking Concrete Segmental Paving Blocks (All Colours) | m² | 44 |  |  | 44 | 43 | 55 | 2420
B2.1.4 |  | iv) Concrete Slabs (450 x 450mm) | m² | 44 |  |  | 44 | 39 | 50 | 2200
B2.1.5 |  | v) Brick Paving | m² | 44 |  |  | 44 | 45 | 60 | 2640
B2.1.6 |  | vi) Unreinforced Concrete ≤ 75mm Thick | m² | 44 |  |  | 44 | 61 | 80 | 3520
B2.1.7 |  | vii) Unreinforced Concrete ≤ 150mm Thick | m² | 44 |  |  | 44 | 123 | 160 | 7040
B2.1.8 |  | viii) Reinforced Concrete ≤ 75mm Thick | m² | 44 |  |  | 44 | 95 | 125 | 5500
B2.1.9 |  | ix) Grassing | m² | 44 |  |  | 44 | 17 | 22 | 968
B2.1.10 |  | x) Kerbing (All Types of Kerbing) | m | 66 |  |  | 66 | 67 | 90 | 5940
B2.1.11 |  | xi) Saw Cutting of Concrete and Asphalt | m | 44 |  |  | 44 | 50 | 65 | 2860
B2.1.12 |  | xii) Remove and grub trees up to 300mm dia | No. | 5 |  |  | 5 | 1341 | 1750 | 8750
B2.1.13 |  | xii) Remove and grub trees up to 1 000mm dia | No. | 3 |  |  | 3 | 2794 | 3650 | 10950
TOTAL CARRIED FORWARD TO SUMMARY | [9 empty] | 73108
SECTION C: BACKFILLING AND RE-INSTATEMENT OF MAN-MADE SURFACES
C1 | PSDB 3.6 | Backfilling and Re-Instatement of Roads
C1.1 |  | Construct Base Course with material form commercial sources (to the Engineer's approval) 150mm thick G2 compacted to 100% MOD AASHTO (dense-graded crushed stone, PI < 6, maximum size 37.5 mm) | m³ | 22 |  |  | 22 | 533 | 700 | 15400
C1.2 |  | Construct Base Course with material form commercial sources (to the Engineer's approval) 150mm thick G5 compacted to 95% modified AASHTO maximum density (maximum size 63 mm or 2/3 of layer thickness PI < 10, minimum CBR 45%) | m³ | 22 |  |  | 22 | 415 | 550 | 12100
C1.3 |  | 150mm Selected Subgrade G7 material compacted to minimum of 93% modified AASHTO maximum density | m³ | 22 |  |  | 22 | 387 | 550 | 12100
C2 | 8.3.6.1 | Backfilling of Trenches using Trenchfill | m³ | 44 |  |  | 44 | 2352 | 3200 | 140800
C3 | PSDB 8 | Asphalt Surfacing
C3.1 |  | Tack coat using 30% cationic emulsion | m² | 87 |  |  | 87 | 24 | 3200 | 278400
C3.2 |  | Hot asphalt type IVA (min thickness 25 mm) | m² | 87 |  |  | 87 | 172 | 250 | 21750
C4 |  | Backfilling and Re-Instatement of Footways
C5 | PSDB 8.3.6 | Using Removed Materials:
C5.1 |  | Interlocking concrete segmental paving blocks (all colours) | m² | 53 |  |  | 53 | 53 | 70 | 3710
C5.2 |  | Concrete slabs (450 x 450mm) | m² | 44 |  |  | 44 | 53 | 70 | 3080
C5.3 |  | Brick paving | m² | 44 |  |  | 44 | 53 | 70 | 3080
C5.4 |  | Grassing | m² | 44 |  |  | 44 | 22 | 30 | 1320
C5.5 |  | Kerbing (all types of kerbing) | m | 87 |  |  | 87 | 48 | 65 | 5655
C6 |  | Using New Supplied Materials:
Interlocking concrete segmental paving blocks, Including a 20mm sand bedding layer, jointing sand (plaster sand) and mortar infill between edge restraint and blocks
C6.1 |  | 1) Grey blocks | m² | 87 |  |  | 87 | 205 | 270 | 23490
C6.2 |  | 2) Coloured blocks | m² | 53 |  |  | 53 | 226 | 300 | 15900
C6.3 |  | Concrete slabs (450 x 450mm) including a 20mm sand bedding layer and jointing mortar | m² | 44 |  |  | 44 | 275 | 360 | 15840
C6.4 |  | Brick paving including a 20mm river sand bedding | m² | 44 |  |  | 44 | 199 | 260 | 11440
TOTALCARRIED FORWARD
TOTAL BROUGHT FORWARD
SECTION C: BACKFILLING AND RE-INSTATEMENT OF MAN-MADE SURFACES (continued)
C6.5 |  | Unreinforced Concrete ≤ 75mm Thick (15MPa) | m² | 66 |  |  | 66 | 161 | 215 | 14190
C6.6 |  | Unreinforced Concrete ≤ 150mm Thick (15MPa) | m² | 66 |  |  | 66 | 269 | 350 | 23100
C6.7 |  | Reinforced Concrete ≤ 75mm Thick (15MPa) | m² | 66 |  |  | 66 | 215 | 280 | 18480
C6.8 |  | Grassing | m² | 66 |  |  | 66 | 43 | 56 | 3696
C7 | PSMK | Kerbing, Including a 50mm bedding (cement and premix sand), jointing mortar and 15MPa concrete haunching at all Joints:
C7.1 |  | 1) Figure 1 | m | 87 |  |  | 87 | 217 | 280 | 24360
C7.2 |  | 2) Figure 7 | m | 44 |  |  | 44 | 275 | 360 | 15840
C7.3 |  | 3) Figure 8 | m | 44 |  |  | 44 | 253 | 330 | 14520
C7.4 |  | 4) Figure 12 | m | 44 |  |  | 44 | 135 | 175 | 7700
C8 |  | Removal and disposal of surplus material to designated waste disposal site | m³ | 87 |  |  | 87 | 103 | 140 | 12180
C9 |  | Topsoiling:
C9.1 |  | 150 mm thick from stockpile or other sources on site | m² | 22 |  |  | 22 | 51 | 70 | 1540
C9.2 |  | Procuring topsoil from commercial sources (to the Engineer's approval), loading, transporting, stockpiling and maintaining topsoil on site | m³ | 22 |  |  | 22 | 503 | 660 | 14520
TOTAL CARRIED FORWARD TO SUMMARY | [9 empty] | 714191
| 8.3.2 | SECTION D: EXCAVATION
D1 | PSDB | EARTHWORKS
| 8.3.2(a) C3.1.5 | Excavate in all materials for trenches, select,backfill, compact and dispose of surplus material, barricading, traffic diversion, for all pipe diameters for the following depths:
D1.1 |  | Up to a depth of 1m | m³ | 44 |  |  | 44 | 102 | 135 | 5940
D1.2 |  | Up to a depth of 2m | m³ | 131 |  |  | 131 | 107 | 140 | 18340
D1.3 |  | Up to a depth of 3m | m³ | 348 |  |  | 348 | 107 | 140 | 48720
D1.4 |  | Up to a depth of 4m | m³ | 87 |  |  | 87 | 113 | 160 | 13920
D1.5 |  | Up to a depth of 5m | m³ | 44 |  |  | 44 | 145 | 190 | 8360
D1.6 |  | Up to a depth of 6m | m³ | 44 |  |  | 44 | 172 | 230 | 10120
D1.7 |  | Depths greater than 6m | m³ | 35 |  |  | 35 | 215 | 290 | 10150
D1.8 | 8.3.2(b) | Extra over items 8.3.2 for excavation in hard rock | m³ | 9 |  |  | 9 | 726 | 1000 | 9000
D2 | PSDB | Provide shoring where required by the Engineer | m² | 22 |  |  | 22 | 247 | 330 | 7260
8.3.4
D3 |  | Excavate in all materials for trenches, backfill, compact and dispose of surplus/unsuitable material and make tidy for:
Trenches for pipes 22 to 63 mm dia. For depths:
Over and Up to:
D3.1 |  | 0.3m 0.6m | m | 19 |  |  | 19 | 48 | 65 | 1235
D3.2 |  | 0.6m 1.0m | m | 87 |  |  | 87 | 53 | 70 | 6090
D3.3 |  | Around water meters | No | 174 |  |  | 174 | 39 | 50 | 8700
D4 |  | Excavate in all materials for valves and hydrants, backfill, compact and dispose of surplus/unsuitable material and make tidy for:
D4.1 |  | Up to a depth of 1m | m³ | 44 |  |  | 44 | 118 | 155 | 6820
D4.2 |  | Up to a depth of 2m | m³ | 44 |  |  | 44 | 118 | 155 | 6820
D5 | PSDK8.2.4 | Supply and install A2 grade Geotextile | m² | 131 |  |  | 131 | 22 | 30 | 3930
TOTAL CARRIED FORWARD TO SUMMARY | [9 empty] | 165405
| SANS 1200 LB | SECTION E: BEDDING (PIPES)
E1 | 8.2.2.3 | Provision of bedding material compacted to 93% Mod AASHTO density (100% for sand) from commercial sources
E1.1 |  | Selected granular material | m³ | 174 |  |  | 174 | 258 | 350 | 60900
E1.2 |  | Selected fill material | m³ | 348 |  |  | 348 | 258 | 350 | 121800
E2 | 8.2.4 | Encasing of pipes with grade 20/13 MPa concrete | m³ | 22 |  |  | 22 | 1840 | 2400 | 52800
E3 | 8.2.2.3 | Bedding for wet conditions below pipe (13 mm graded stone) | m³ | 4 |  |  | 4 | 559 | 750 | 3000
TOTAL CARRIED FORWARD TO SUMMARY | [9 empty] | 238500
SECTION F: REPAIRS TO WATER MAINS
F1 | C3.4.6 | Repairs to various pipes of the following sizes (rates are to include for collecting material: all pipes, valves, hydrants, valve and hydrant boxes and lids, couplings, bends, T-pieces from Municipal Depot, isolation of mains, excavation in all materials for trenches, dewatering of trench, repair to mains, backfilling, compact and dispose of surplus material) :
F1.1 |  | 25mm HDPE pipe up to 1.5m depth | No | 14 |  |  | 14 | 673 | 900 | 12600
F1.2 |  | 25mm HDPE pipe up to 2.5m depth | No | 14 |  |  | 14 | 673 | 900 | 12600
F1.3 |  | 50mm HDPE pipe up to 1.5m depth | No | 14 |  |  | 14 | 684 | 900 | 12600
F1.4 |  | 50mm HDPE pipe up to 2.5m depth | No | 14 |  |  | 14 | 684 | 900 | 12600
F1.5 |  | 63mm HDPE pipe up to 1.5m depth | No | 22 |  |  | 22 | 683 | 900 | 19800
F1.6 |  | 63mm HDPE pipe up to 2.5m depth | No | 27 |  |  | 27 | 683 | 900 | 24300
F1.7 |  | 63mm HDPE pipe up to 1.5m depth | No | 53 |  |  | 53 | 683 | 900 | 47700
Repairs to various pipes of the following sizes (rates are to include for collecting material from Municipal Depot, isolation of mains, dewatering of trench, repair to mains, backfilling, compact and dispose of surplus material) :
F1.8 |  | 75mm uPVC pipe up to 2.5m depth | No | 79 |  |  | 79 | 689 | 900 | 71100
F1.9 |  | 100-110mm uPVC pipe up to 1.5m depth | No | 22 |  |  | 22 | 694 | 900 | 19800
F1.10 |  | 100-110mm uPVC pipe up to 2.5m depth | No | 22 |  |  | 22 | 694 | 900 | 19800
F1.11 |  | 150-160mm pipe up to 1.5m depth | No | 27 |  |  | 27 | 802 | 1050 | 28350
F1.12 |  | 150-160mm pipe up to 2.5m depth | No | 18 |  |  | 18 | 802 | 1050 | 18900
F1.13 |  | 200mm pipe up to 1.5m depth | No | 7 |  |  | 7 | 1416 | 1900 | 13300
F1.14 |  | 200mm pipe up to 2.5m depth | No | 9 |  |  | 9 | 1416 | 1900 | 17100
F1.15 |  | 315mm pipe up to 1.5m depth | No | 9 |  |  | 9 | 2276 | 3000 | 27000
F1.16 |  | 315mm pipe up to 2.5m depth | No | 7 |  |  | 7 | 2276 | 3000 | 21000
F1.17 |  | 350-375mm pipe up to 1.5m depth | No | 7 |  |  | 7 | 3368 | 4400 | 30800
F1.18 |  | 350-375mm pipe up to 2.5m depth | No | 7 |  |  | 7 | 3368 | 4400 | 30800
F1.19 |  | 450mm pipe up to 1.5m depth | No | 5 |  |  | 5 | 4466 | 5850 | 29250
F1.20 |  | 450mm pipe up to 2.5m depth | No | 7 |  |  | 7 | 4466 | 5850 | 40950
TOTAL CARRIED FORWARD
TOTAL BROUGHT FORWARD
SECTION F: REPAIRS TO WATER MAINS (continued)
F1.21 |  | 500mm pipe up to 1.5m depth | No | 5 |  |  | 5 | 4842 | 6300 | 31500
F1.22 |  | 500mm pipe up to 2.5m depth | No | 7 |  |  | 7 | 4842 | 6300 | 44100
Repairs to various large dia. pipes of 12 m of the following sizes (rates are to include for collecting material from Municipal Depot, isolation of mains, dewatering of trench, repair to mains, backfilling, compact and dispose of surplus material) :
F1.23 |  | 600mm pipe up to 1.5m depth | No | 5 |  |  | 5 | 9054 | 11800 | 59000
F1.24 |  | 600mm pipe up to 2.5m depth | No | 5 |  |  | 5 | 9054 | 11800 | 59000
F1.25 |  | 700mm pipe up to 1.5m depth | No | 5 |  |  | 5 | 9610 | 12500 | 62500
F1.26 |  | 700mm pipe up to 2.5m depth | No | 3 |  |  | 3 | 9610 | 12500 | 37500
F1.27 |  | 800mm pipe up to 1.5m depth | No | 2 |  |  | 2 | 9722 | 12650 | 25300
F1.28 |  | 800mm pipe up to 2.5m depth | No | 2 |  |  | 2 | 9722 | 12650 | 25300
F1.29 |  | 1000mm pipe up to 2.5m depth | No | 2 |  |  | 2 | 11174 | 14500 | 29000
F1.30 |  | 1200mm pipe up to 2.5m depth | No | 2 |  |  | 2 | 11297 | 14750 | 29500
F1.31 |  | 1200mm pipe up to 3.0m depth | No | 2 |  |  | 2 | 11297 | 14750 | 29500
F1.32 |  | 1500mm pipe up to 1.5m depth | No | 2 |  |  | 2 | 12292 | 16000 | 32000
F1.33 |  | 1500mm pipe up to 2.5m depth | No | 2 |  |  | 2 | 12292 | 16000 | 32000
F1.34 |  | 1500mm pipe up to 3.5m depth | No | 2 |  |  | 2 | 12292 | 16000 | 32000
F.2 |  | Repairs and or replacement of fire hydrants:
F2.1 |  | Isolate, remove and replace fire hydrants with below ground London thread screwed connection | No | 14 |  |  | 14 | 1022 | 1350 | 18900
F2.2 |  | Isolate, remove and replace hydrants extension pipe | No | 5 |  |  | 5 | 839 | 1100 | 5500
F2.3 |  | Repack hydrant gland packing | No | 5 |  |  | 5 | 376 | 500 | 2500
F3 |  | Repairs to domestic water installations for labour as follows:
F3.1 |  | Install 15 mm dia. PVC taps | No | 87 |  |  | 87 | 118 | 160 | 13920
F3.2 |  | Replace 15 mm dia. Stopcocks | No | 87 |  |  | 87 | 118 | 160 | 13920
F3.3 |  | Replace 15 mm dia. Elbows | No | 87 |  |  | 87 | 118 | 160 | 13920
F3.4 |  | Install 15 mm dia. Straight coupling | No | 87 |  |  | 87 | 118 | 160 | 13920
F3.5 |  | Install 15 mm dia. Ball valves | No | 87 |  |  | 87 | 118 | 160 | 13920
TOTAL CARRIED FORWARD
TOTAL BROUGHT FORWARD
SECTION F: REPAIRS TO WATER MAINS (continued)
F3.6 |  | Install 22/15 mm dia. Reducers | No | 44 |  |  | 44 | 118 | 160 | 7040
F3.7 |  | Replace 15 mm dia. Pipe above ground | m | 44 |  |  | 44 | 118 | 160 | 7040
Isolate, remove and replace air valves complete with concrete bedding of the following sizes:
F3.8 |  | 25mm to 63mm | No | 7 |  |  | 7 | 452 | 590 | 4130
F3.9 |  | 75mm to 150mm | No | 22 |  |  | 22 | 506 | 660 | 14520
F3.10 |  | 200mm to 450mm | No | 14 |  |  | 14 | 591 | 770 | 10780
F3.11 |  | 500mm to 800mm | No | 3 |  |  | 3 | 1900 | 2470 | 7410
F4 |  | Replace valve gland packing to valves of all sizes | No | 22 |  |  | 22 | 392 | 510 | 11220
F5 |  | Replace - valve / fire hydrant markers | No | 87 |  |  | 87 | 376 | 500 | 43500
F6 |  | Paint newly installed and old valve and hydrant markers as directed on site. | No | 87 |  |  | 87 | 124 | 180 | 15660
F7 |  | Locate valve and hydrant chambers, inspect, clean and dispose of rubble and refuse. Install new chamber cover, if required. | No | 174 |  |  | 174 | 237 | 310 | 53940
F8 |  | Repair meter leak by replacement/adjustment of washer or gland on stopcock | No | 22 |  |  | 22 | 205 | 270 | 5940
F9 |  | Inspect leak at meter, report to Engineer for forwarding to others | No | 87 |  |  | 87 | 161 | 210 | 18270
F10 |  | Replace T-piece for split connection before meter | No | 22 |  |  | 22 | 221 | 290 | 6380
F11 |  | Replace distance piece of piping at meter (up to 1 m length), inclusive of coupling | No | 22 |  |  | 22 | 221 | 290 | 6380
F12 |  | Water meters: Rate to include transport, labour, supervision, recording MIA details, MRA details (when applicable)
F12.1 |  | Replace domestic water meters supplied by municipality | No | 217 |  |  | 217 | 269 | 350 | 75950
F12.2 |  | Install new domestic water meters supplied by municipality | No | 217 |  |  | 217 | 484 | 630 | 136710
F13 |  | Directional Drilling and pulling leadings under paved surfaces for the following pipe sizes (PE 80) excavation for launchpits measured elsewhere | PC Sum | 1 |  | 500000 | 1 |  | 500000 | 500000
TOTAL CARRIED FORWARD TO SUMMARY | [9 empty] | 2059920
| C3.4.27 | SECTION G: WATER MAINS EXTENSIONS
| 1200 DB | EARTHWORKS (PIPE TRENCHES)
Excavate in all materials for trenches, backfill compact and dispose of surplus material within the freehaul distance of 1 km, for the following trench widths and depths:
G1 |  | Trenches 500 mm wide for pipes up to 50 mm diam.:
G1.1 |  | Depth up to 1m | m | 87 |  |  | 87 | 81 | 105 | 9135
G1.2 |  | Depth over 1m up to 2m | m | 87 |  |  | 87 | 150 | 200 | 17400
G2 |  | Trenches 900 mm wide for pipes greater than 50 mm diameter up to and including 315 mm diameter
G2.1 |  | Depth up to 1 m | m | 66 |  |  | 66 | 86 | 115 | 7590
G2.2 |  | Depth over 1m up to 2m | m | 66 |  |  | 66 | 157 | 210 | 13860
G2.3 |  | Extra-over items G1.1 to G2.2 for hard rock | m³ | 7 |  |  | 7 | 726 | 950 | 6650
G2.4 |  | Excavate and dispose of unstuitable material from trench bottom | m³ | 22 |  |  | 22 | 129 | 170 | 3740
G2.5 |  | Extra-over items G1.1 to G2.2 for hand excavation | m³ | 9 |  |  | 9 | 258 | 350 | 3150
G2.6 |  | Extra-over items G1.1 to G2.2 for overhaul, in excess of freehaul distance of 1 km | m³km | 1 |  |  | 1 | 39 | 55 | 55
Excavation Ancillaries
G3 |  | Make up deficiency in backfill material, by importation from commercial sources selected by Contractor | m³ | 27 |  |  | 27 | 375 | 500 | 13500
| 1200 LB | BEDDING (PIPES)
G4 |  | Supply only of imported bedding
G4.1 |  | Selected granular material | m³ | 22 |  |  | 22 | 258 | 350 | 7700
G4.2 |  | Selected fill material | m³ | 22 |  |  | 22 | 258 | 350 | 7700
| 1200 L | MEDIUM PRESSURE PIPELINES
G5 |  | Supply, lay, bed and test pipes complete with couplings: (a) uPVC Class 9 Pipes, to SABS 966-1:
G5.1 |  | 63 mm dia. | m | 87 |  |  | 87 | 62 | 120 | 10440
G5.2 |  | 75 mm dia. | m | 87 |  |  | 87 | 73 | 150 | 13050
G5.3 |  | 90 mm dia. | m | 22 |  |  | 22 | 90 | 160 | 3520
G5.4 |  | 110 mm dia. | m | 131 |  |  | 131 | 102 | 180 | 23580
G5.5 |  | 160 mm dia. | m | 87 |  |  | 87 | 212 | 350 | 30450
TOTAL CARRIED FORWARD
TOTAL BROUGHT FORWARD
SECTION G: WATER MAINS EXTENSIONS (Continued)
G5.6 |  | 200 mm dia. | m | 66 |  |  | 66 | 296 | 500 | 33000
G5.7 |  | 250 mm dia. | m | 44 |  |  | 44 | 435 | 750 | 33000
G5.8 |  | 315 mm dia. | m | 27 |  |  | 27 | 659 | 1200 | 32400
G5.9 |  | 355 mm dia. | m | 27 |  |  | 27 | 853 | 1500 | 40500
G5.10 |  | 400 mm dia. | m | 14 |  |  | 14 | 1106 | 2000 | 28000
G5.11 |  | 450 mm dia. | m | 14 |  |  | 14 | 1396 | 2300 | 32200
G5.12 |  | 500 mm dia. | m | 11 |  |  | 11 | 1775 | 3000 | 33000
G5.13 |  | 560 mm dia | m | 6 |  |  | 6 | 3011 | 5000 | 30000
G5.14 |  | 630 mm dia. | m | 6 |  |  | 6 | 3787 | 6000 | 36000
(b) uPVC Class 12 Pipes, to SABS 966-1:
G5.15 |  | 50 mm diam. | m | 66 |  |  | 66 | 55 | 100 | 6600
G5.16 |  | 75 mm diam. | m | 87 |  |  | 87 | 84 | 150 | 13050
G5.17 |  | 90 mm diam. | m | 22 |  |  | 22 | 106 | 170 | 3740
G5.18 |  | 110 mm diam. | m | 131 |  |  | 131 | 128 | 220 | 28820
G5.19 |  | 160 mm diam. | m | 66 |  |  | 66 | 246 | 400 | 26400
G5.20 |  | 200 mm diam. | m | 44 |  |  | 44 | 357 | 600 | 26400
G5.21 |  | 250 mm diam. | m | 14 |  |  | 14 | 536 | 900 | 12600
G5.22 |  | 315 mm diam. | m | 14 |  |  | 14 | 809 | 1300 | 18200
G5.23 |  | 355 mm diam. | m | 11 |  |  | 11 | 1045 | 1800 | 19800
G5.24 |  | 400 mm diam. | m | 11 |  |  | 11 | 1391 | 2400 | 26400
(c) uPVC Class 16 Pipes, to SABS 966-1:
G5.25 |  | 50 mm diam. | m | 87 |  |  | 87 | 62 | 120 | 10440
G5.26 |  | 75 mm diam. | m | 87 |  |  | 87 | 101 | 200 | 17400
G5.27 |  | 90 mm diam. | m | 22 |  |  | 22 | 134 | 220 | 4840
G5.28 |  | 110 mm diam. | m | 87 |  |  | 87 | 174 | 300 | 26100
TOTAL CARRIED FORWARD
BROUGHT FORWARD
SECTION G: WATER MAINS EXTENSIONS (Continued)
G5.29 |  | 160 mm diam. | m | 44 |  |  | 44 | 419 | 700 | 30800
G5.30 |  | 200 mm diam. | m | 27 |  |  | 27 | 620 | 1000 | 27000
G5.31 |  | 250 mm diam. | m | 14 |  |  | 14 | 972 | 1600 | 22400
G5.32 |  | 315 mm diam. | m | 11 |  |  | 11 | 1523 | 2600 | 28600
G5.33 |  | 355 mm diam. | m | 6 |  |  | 6 | 2402 | 4000 | 24000
G5.34 |  | 400 mm diam. | m | 6 |  |  | 6 | 2949 | 4800 | 28800
(d) HDPE Type PE 100 Class PN10 pipes
G5.35 |  | 63 mm diam. | m | 22 |  |  | 22 | 78 | 130 | 2860
G5.36 |  | 75 mm diam. | m | 44 |  |  | 44 | 101 | 180 | 7920
G5.37 |  | 90 mm diam. | m | 44 |  |  | 44 | 134 | 220 | 9680
G5.38 |  | 100 mm diam. | m | 66 |  |  | 66 | 179 | 300 | 19800
G5.39 |  | 160 mm diam. | m | 44 |  |  | 44 | 419 | 700 | 30800
G5.40 |  | 200 mm diam. | m | 27 |  |  | 27 | 620 | 1000 | 27000
G5.41 |  | 250 mm diam. | m | 14 |  |  | 14 | 966 | 1600 | 22400
G5.42 |  | 315 mm diam. | m | 11 |  |  | 11 | 1523 | 2500 | 27500
G5.43 |  | 355 mm diam. | m | 11 |  |  | 11 | 2396 | 4000 | 44000
G5.44 |  | 400 mm diam. | m | 6 |  |  | 6 | 2949 | 5000 | 30000
(e) HDPE Type PE100 Class PN16 pipes
G5.45 |  | 63 mm diam. | m | 22 |  |  | 22 | 73 | 120 | 2640
G5.46 |  | 75 mm diam. | m | 44 |  |  | 44 | 101 | 120 | 5280
G5.47 |  | 90 mm diam. | m | 44 |  |  | 44 | 134 | 250 | 11000
G5.48 |  | 110 mm diam. | m | 44 |  |  | 44 | 179 | 300 | 13200
G5.49 |  | 160 mm diam. | m | 44 |  |  | 44 | 414 | 700 | 30800
G5.50 |  | 200 mm diam. | m | 27 |  |  | 27 | 617 | 1000 | 27000
G5.51 |  | 250 mm diam. | m | 11 |  |  | 11 | 966 | 1600 | 17600
G5.52 |  | 315 mm diam. | m | 11 |  |  | 11 | 1519 | 2500 | 27500
TOTAL CARRIED FORWARD
TOTAL BROUGHT FORWARD
SECTION G: WATER MAINS EXTENSIONS (Continued)
G5.53 |  | 355 mm diam. | m | 6 |  |  | 6 | 2396 | 4000 | 24000
G5.54 |  | 400 mm diam. | m | 6 |  |  | 6 | 2949 | 5000 | 30000
(f) Ductile Iron Class PN12 pipes, spigot & socket ends
G5.55 |  | 100 mm diam. | m | 44 |  |  | 44 | 378 | 610 | 26840
G5.56 |  | 150 mm diam. | m | 27 |  |  | 27 | 418 | 700 | 18900
G5.57 |  | 200 mm diam. | m | 27 |  |  | 27 | 676 | 1100 | 29700
G5.58 |  | 250 mm diam. | m | 14 |  |  | 14 | 841 | 1400 | 19600
G5.59 |  | 300 mm diam. | m | 14 |  |  | 14 | 1216 | 2000 | 28000
G5.60 |  | 450 mm diam. | m | 11 |  |  | 11 | 2465 | 4000 | 44000
G5.61 |  | 500 mm diam. | m | 11 |  |  | 11 | 2894 | 4700 | 51700
G5.62 |  | 600 mm diam. | m | 6 |  |  | 6 | 3990 | 6400 | 38400
G5.63 |  | 700 mm diam. | m | 6 |  |  | 6 | 4798 | 7700 | 46200
Lay, bed and test pipes supplied by the Municipality:
(a) uPVC Pipes, to SABS 966-1, HDPE pipes & ductile iron pipes:
G5.64 |  | 50 or 63 mm diam | m | 87 |  |  | 87 | 38 | 100 | 8700
G5.65 |  | 75 mm diam. | m | 87 |  |  | 87 | 39 | 100 | 8700
G5.66 |  | 90 mm diam. | m | 19 |  |  | 19 | 43 | 100 | 1900
G5.67 |  | 100/110 mm diam. | m | 19 |  |  | 19 | 48 | 100 | 1900
G5.68 |  | 150/160 mm diam. | m | 131 |  |  | 131 | 64 | 150 | 19650
G5.69 |  | 200 mm diam | m | 131 |  |  | 131 | 75 | 150 | 19650
G5.70 |  | 250 mm diam. | m | 131 |  |  | 131 | 92 | 200 | 26200
G5.71 |  | 300/315 mm diam. | m | 131 |  |  | 131 | 102 | 200 | 26200
G5.72 |  | 355 mm diam. | m | 66 |  |  | 66 | 124 | 300 | 19800
G5.73 |  | 400 mm diam. | m | 66 |  |  | 66 | 226 | 300 | 19800
G5.74 |  | 450 mm dia. | m | 66 |  |  | 66 | 232 | 350 | 23100
G5.75 |  | 500 mm dia. | m | 66 |  |  | 66 | 279 | 400 | 26400
TOTAL CARRIED FORWARD
TOTAL BROUGHT FORWARD
SECTION G: WATER MAINS EXTENSIONS (Continued)
G5.76 |  | 560 mm dia | m | 27 |  |  | 27 | 339 | 500 | 13500
G5.77 |  | 600/630 mm dia. | m | 27 |  |  | 27 | 360 | 550 | 14850
G5.78 |  | 700 mm dia. | m | 27 |  |  | 27 | 392 | 600 | 16200
G5.79 |  | Extra-over G5.1 to G5.11 for collection, laying & bedding of cast iron specials supplied by the Municipality, incl. short collar joints, bends,elbows etc. for diameters 50 to 400 mm. | No. | 9 |  |  | 9 | 667 | 900 | 8100
Extra-over G5.1 to G5.11 for fixing & bedding valves & hydrants as supplied by the Municipality for the following:
(a) Valves
G5.80 |  | 50 to 90 mm diam. | No. | 5 |  |  | 5 | 280 | 400 | 2000
G5.81 |  | 100 to 160 mm diam. | No. | 9 |  |  | 9 | 409 | 550 | 4950
G5.82 |  | 200 to 350 mm diam. | No. | 9 |  |  | 9 | 920 | 1200 | 10800
G5.83 |  | 400 to 500 mm diam. | No. | 9 |  |  | 9 | 2346 | 3200 | 28800
G5.84 |  | 600 to 800 mm diam. | No. | 5 |  |  | 5 | 3417 | 4500 | 22500
G5.85 |  | (b) Hydrants, incl. Fitting of flanged distance piece | No. | 14 |  |  | 14 | 613 | 800 | 11200
G5.86 |  | Anchor / thrust blocks and pedestals, incl. Formwork | No. | 14 |  |  | 14 | 839 | 1100 | 15400
Supply and install thermoplastic chambers as per BCMM STD Detail PSL 2/1 for :
G5.87 |  | Valve chambers | No. | 22 |  |  | 22 | 355 | 500 | 11000
G5.88 |  | Hydrant chambers | No. | 22 |  |  | 22 | 355 | 500 | 11000
G6 | 1200 LF | ERF CONNECTIONS
Provide erf connections complete, as per BCMM standard
(a) 20 mm int. diam polypropylene erf connection of standard length 1,5 m off AC or uPVC pipe, of the following diameters:
G6.1 |  | 50 to 75 mm diam. | No. | 22 |  |  | 22 | 511 | 700 | 15400
G6.2 |  | 90 to 110 mm diam. | No. | 22 |  |  | 22 | 522 | 700 | 15400
G6.3 |  | 150 to 160 mm diam. | No. | 22 |  |  | 22 | 581 | 760 | 16720
G6.4 |  | 200 to 315 mm diam. | No. | 22 |  |  | 22 | 1130 | 1500 | 33000
TOTAL CARRIED FORWARD
TOTAL BROUGHT FORWARD
SECTION G: WATER MAINS EXTENSIONS (continued)
G6.5 |  | Extra-over items G6.1 to G6.4 for additional length of communication pipe | m | 22 |  |  | 22 | 43 | 60 | 1320
(b) 25 mm int. diam polypropylene erf connection of standard length 1,5 m off AC or uPVC pipe, of the following diameters:
G6.6 |  | 50 to 75 mm diam. | No. | 22 |  |  | 22 | 548 | 720 | 15840
G6.7 |  | 90 to 110 mm diam. | No. | 22 |  |  | 22 | 559 | 730 | 16060
G6.8 |  | 150 to 160 mm diam. | No. | 22 |  |  | 22 | 630 | 820 | 18040
G6.9 |  | 200 to 315 diam. | No. | 22 |  |  | 22 | 1219 | 1600 | 35200
G6.10 |  | Extra-over items G6.6 to G6.9 for additional length of communication pipe | m | 22 |  |  | 22 | 70 | 100 | 2200
(c) 25 mm external diam "HDPE" erf connection of standard length 1,5m off AC or uPVC pipe, of the following diameters:
G6.11 |  | 50 to 75 mm diam. | No. | 22 |  |  | 22 | 645 | 850 | 18700
G6.12 |  | 90 to 110 mm diam. | No. | 22 |  |  | 22 | 657 | 860 | 18920
G6.13 |  | 150 to 160 mm diam. | No. | 22 |  |  | 22 | 710 | 950 | 20900
G6.14 |  | 200 to 315 mm diam. | No. | 22 |  |  | 22 | 1232 | 1650 | 36300
G6.15 |  | Extra-over items G6.11 to G6.14 for additional length of communication pipe | m | 22 |  |  | 22 | 76 | 100 | 2200
(d) 32 mm external diam "HDPE" erf connection of standard length 1,5 m off AC or PVC-u pipe, of the following diameters:
G6.16 |  | 50 to 75 mm diam. | No. | 22 |  |  | 22 | 673 | 900 | 19800
G6.17 |  | 90 to 110 mm diam. | No. | 22 |  |  | 22 | 694 | 950 | 20900
G6.18 |  | 150 to 160 mm diam. | No. | 22 |  |  | 22 | 726 | 950 | 20900
G6.19 |  | 200 to 315 mm diam. | No. | 22 |  |  | 22 | 1340 | 1750 | 38500
G6.20 |  | Extra-over items G6.16 to G6.19 for additional length of communication pipe | m | 22 |  |  | 22 | 80 | 110 | 2420
(e) Provide erf connections G6.16 to G6.19 for additional length of communication pipe
G6.21 |  | (i) 25 mm external diam "HDPE" erf connection of standard length 1,5m off 63 mm diam. HDPE pipe: | No. | 22 |  |  | 22 | 92 | 120 | 2640
G6.22 |  | Extra-over item G6.17 for additional length of communication pipe | m | 22 |  |  | 22 | 92 | 120 | 2640
TOTAL CARRIED FORWARD
TOTAL BROUGHT FORWARD
G6.23 |  | (ii) 32 mm external diam "HDPE" erf connection of standard length 1,5m off 63 mm diam. HDPE pipe: | No. | 22 |  |  | 22 | 113 | 150 | 3300
G6.24 |  | Extra-over item G6.19 for additional length of communication pipe | m | 22 |  |  | 22 | 92 | 120 | 2640
Supply and install saddles to pipes, complete as specified:
(a) Saddle with compression fittings and four stainless steel bolts:
G6.25 |  | 110 mm with 40 mm diam. HDPE outlet | No. | 44 |  |  | 44 | 361 | 470 | 20680
G6.26 |  | 110 mm with 32 mm diam. HDPE outlet | No. | 44 |  |  | 44 | 349 | 460 | 20240
G6.27 |  | 90 mm with 32 mm diam. HDPE outlet | No. | 44 |  |  | 44 | 313 | 410 | 18040
G6.28 |  | 63 mm with 32 mm diam. HDPE outlet | No. | 44 |  |  | 44 | 313 | 410 | 18040
(b) Saddle with compression fittings and four stainless steel bolts:
G6.29 |  | 63 mm with 25 mm diam. HDPE outlet | No. | 44 |  |  | 44 | 296 | 390 | 17160
G6.30 |  | 63 mm with 32 mm diam. HDPE outlet | No. | 44 |  |  | 44 | 302 | 400 | 17600
TOTAL CARRIED FORWARD TO SUMMARY | [9 empty] | 2450330
| PDF14 | SECTION H: RESERVOIR CLEANING
(All profit, overheads, management costs to be included in rates or under Preliminary Section)
H1 | PDF14.1 | Establish on Site
H1.1 |  | Establish and Disestablish on Site, including provision of all plant, lighting & equipment. Include removal of waste and making site neat | Site | 9 |  |  | 9 | 1937 | 2600 | 23400
H1.2 |  | Re-establishment on site when ordered to do so. | Site | 5 |  |  | 5 | 1937 | 2600 | 13000
H2 | PDF14.2 | Cleaning Operations
H.2.1 |  | Clean reservoir floors with rubber squeegies | m² | 658 |  |  | 658 | 2.69 | 3.497 | 2301.026
H.2.2 |  | Clean reservoir walls up to FSL with jetting machine | m² | 658 |  |  | 658 | 2.69 | 3.497 | 2301.026
H.2.3 |  | Clean reservoir columns up to FSL with jetting machine | No | 868 |  |  | 868 | 11 | 15 | 13020
TOTAL CARRIED FORWARD TO SUMMARY | [9 empty] | 54022.052
| C3.4.27 | SECTION I: RESERVOIR REPAIRS
(All profit, overheads, management costs to be included in rates or under Preliminary Section)
I1 |  | Repair Items, including access, scaffolding, ladders, surface preparation and removal of material:
I1.1 |  | Cut concrete roof slab and construct new 600 x 900 mm access manhole with concrete upstand, chequered plate manhole cover with locking U-channel and locks. | No | 3 |  |  | 3 | 3911 | 5100 | 15300
I1.2 |  | Install Combiflex seal to inside of wall/roof joint | m | 5 |  |  | 5 | 503 | 650 | 3250
I1.3 |  | Repair spalling of concrete roof beams with appropriate epoxy repair grout for say 1 m lengths | m | 5 |  |  | 5 | 84 | 110 | 550
I1.4 |  | Repair spalling of concrete walls and columns with appropriate epoxy repair grout for say 1 m lengths | m² | 868 |  |  | 868 | 216 | 285 | 247380
I1.5 |  | Remove old bitumen sealant, clean joints and sandblast floor joints in preparation of new joints. | m | 44 |  |  | 44 | 33 | 45 | 1980
I1.6 |  | Replace wall perimeter joint and joints at column bases with combiflex or similar. | m | 44 |  |  | 44 | 64 | 85 | 3740
I1.7 |  | Install Bermad/Baker 50 mm dia. inlet control valve pipework in sleeves to float valve in reservoir | No | 2 |  |  | 2 | 1221 | 1600 | 3200
I1.8 |  | Install Bermad/Baker 75 mm dia. inlet control valve pipework in sleeves to float valve in reservoir | No | 1 |  |  | 1 | 1221 | 1600 | 1600
I1.9 |  | Install Bermad/Baker 100 mm dia. inlet control valve pipework in sleeves to float valve in reservoir | No | 1 |  |  | 1 | 1221 | 1600 | 1600
I1.10 |  | Install new stainless steel access ladder to reservoir as directed by the Engineer | No | 1 |  |  | 1 | 9498 | 12400 | 12400
I1.11 |  | Replace telemetry house wooden door & frame with heavy duty galvanised door and frame as indicated in Details PSL 14-A to 14-C | No | 1 |  |  | 1 | 5758 | 7500 | 7500
I1.12 |  | Repair electric fence to reservoir site as indicated in Detail PSL - 10 A to 10 C | m | 9 |  |  | 9 | 408 | 530 | 4770
I1.13 |  | Construct 20/19 concrete ground beam 300 deep x 200 width below internal security fence | m | 22 |  |  | 22 | 215 | 280 | 6160
I1.14 |  | Replace 100 mm dia scour valve and coupling | No | 1 |  |  | 1 | 4659 | 6100 | 6100
I1.15 |  | Replace 150 mm dia scour valve and coupling | No | 1 |  |  | 1 | 7967 | 10400 | 10400
I1.16 |  | Seal floor area with Lanko 228 or similar. | m² | 131 |  |  | 131 | 172 | 225 | 29475
I1.17 |  | Replace insect mesh with 100 mm wide stainless steel mesh to roof ventilators | No | 9 |  |  | 9 | 592 | 780 | 7020
I1.18 |  | Provisional Sum: Upgrade/replace telemetry by others as directed by Employer | Prov Sum | 1 |  | 1000000 | 1 |  | 1000000 | 1000000
I1.19 |  | Allowable % markup on the above l1.18 | % | [5 empty] | 10% | 100000
TOTAL CARRIED FORWARD
TOTAL BROUGHT FORWARD
| PDF14 | SECTION I: RESERVOIR REPAIRS (Cont'd)
I1.20 |  | Replace concrete fence post 2.4 m in length with angled overhang. Work to include excavation and 20/19 concrete foundation | No | 3 |  |  | 3 | 936 | 1250 | 3750
I1.21 |  | Replace steel fence post 2.4 m in length with angled overhang. Work to include excavation and 20/19 concrete foundation | No | 3 |  |  | 3 | 920 | 1250 | 3750
I1.22 |  | Replace galvanised wire diamond mesh | m² | 9 |  |  | 9 | 193 | 250 | 2250
I1.23 |  | Replace standard density razor mesh as indicated in Detail PSL-11B | m² | 9 |  |  | 9 | 259 | 340 | 3060
I1.24 |  | Replace external security gate as indicated on Detail PSL 10-A | No | 1 |  |  | 1 | 13500 | 17550 | 17550
I1.25 |  | Replace internal security gate as indicated on Detail PSL 10-A | No | 1 |  |  | 1 | 13500 | 17550 | 17550
I1.26 |  | Load safe telemeter house transport to site wth a 5-ton crane truck | No | 1 |  |  | 1 | 2292 | 3000 | 3000
TOTAL CARRIED FORWARD TO SUMMARY | [9 empty] | 1513335
| PDG15.7 | SECTION J: PRV'S, CONTROL VALVES AND PILOTS
(All profit, overheads, management and supervision to be included in rates)
J1 |  | Audit of PRV's, control valves, pilots and chambers to assess condition and status. Rate to include submition of an assessment report. | No | 6 |  |  | 3 | 1673 | 2200 | 13200
J2 |  | Provisional Sums:
J2.1 |  | Refurbish PRV/Control Valve by a recognised mechanical workshop on a quote basis. Any work/acceptance of Quote to be authorised by the Director: Water Distribution. Work to include the issue of a certificate. | PC Sum | 1 |  | 500000 | 1 |  | 500000 | 500000
J2.2 |  | Markup of above item J2.1 | % | [5 empty] | 10% | 50000
J3 |  | Remove/install control valve body to be refurbished by others:
J3.1 |  | DN 40 mm/DN 50 mm | No | 2 |  |  | 2 | 2067 | 2700 | 5400
J3.2 |  | DN 80 mm | No | 1 |  |  | 1 | 2235 | 2950 | 2950
J3.3 |  | DN 100 mm | No | 1 |  |  | 1 | 2794 | 3650 | 3650
J3.4 |  | DN 150 mm | No | 1 |  |  | 1 | 3911 | 5100 | 5100
J3.5 |  | DN 200 mm | No | 1 |  |  | 1 | 4246 | 5600 | 5600
J3.6 |  | DN 250 mm | No | 1 |  |  | 1 | 4358 | 5700 | 5700
J3.7 |  | DN 300 mm | No | 1 |  |  | 1 | 4414 | 5800 | 5800
J3.8 |  | DN 350 mm | No | 1 |  |  | 1 | 4414 | 5800 | 5800
J3.9 |  | DN 450 mm | No | 1 |  |  | 1 | 4470 | 5850 | 5850
J3.10 |  | DN 600 mm | No | 1 |  |  | 1 | 6146 | 8000 | 8000
J4 |  | Service of pilot valves and complete control systems. Service to include minor fittings and control:
J4.1 |  | PRV and Pressure Release pilot systems | No | 7 |  |  | 7 | 1076 | 1400 | 9800
J4.2 |  | Altitude and Flow Control pilot systems | No | 5 |  |  | 5 | 1076 | 1400 | 7000
J5 |  | Install new/replace the following pilot systems:
J5.1 |  | 2-Step Controller with transducing cables and Read Switch, supplied by others. | No | 3 |  |  | 3 | 1849.4 | 2450 | 7350
J5.2 |  | Pressure gauge | No | 7 |  |  | 7 | 425 | 560 | 3920
J5.3 |  | Full control loop, including piping, 3 ball valves, strainer and pilot valve. | No | 7 |  |  | 7 | 6402 | 8400 | 58800
J5.4 |  | Ball valves for pilot | No | 22 |  |  | 22 | 173 | 230 | 5060
J5.5 |  | Strainers for pilots | No | 9 |  |  | 9 | 205 | 270 | 2430
J6 |  | Servicing of PRV's and level control valves
J6.1 |  | Conduct a minor service on a PRV or level control valve complete | No | 15 |  |  |  |  | 4000 | 60000
J6.2 |  | Conduct a major service on a PRV or level control valve complete | No | 10 |  |  |  |  | 7000 | 70000
TOTAL CARRIED FORWARD TO SUMMARY | [9 empty] | 841410
SECTION K: FILTER PIPEWORK
K1 | SABS1200L | PIPEWORK
K1.1 | 8.2.2 & PSL1 & 3 to 6 | Carefully remove & hand over to council stores the following ø250mm steel pipework specials:
K1.1.1 |  | 370mm x 370mm 90° Bend | No | 7 |  |  | 7 |  | 2500 | 17500
K1.2 | 8.2.2 & PSL1 & 3 to 6 | Carefully remove, strip existing coating, galvanise, coat & reinstate the following ø250mm steel pipework specials:
K1.2.1 |  | 1500mm straight | No | 4 |  |  | 4 |  | 5000 | 20000
K1.2.2 |  | 800mm x 380mm unequal 90° Bend | No | 7 |  |  | 7 |  | 5000 | 35000
K1.2.3 |  | 265mm x 410mm unequal 90° Bend | No | 7 |  |  | 7 |  | 5000 | 35000
K1.2.4 |  | 1300mm straight | No | 7 |  |  | 7 |  | 5000 | 35000
K1.3 | 8.2.2 & PSL1 & 3 to 6 | Carefully remove, strip existing coating, modify, galvanise, coat & reinstate the following ø250mm steel pipework specials, including all additional flanges:
K1.3.1 |  | 2150mm straight | No | 4 |  |  | 4 |  | 5000 | 20000
K1.3.2 |  | 3020mm straight | No | 4 |  |  | 4 |  | 5000 | 20000
K1.3.3 |  | 3040mm straight | No | 4 |  |  | 4 |  | 5000 | 20000
K1.3.4 |  | 3385mm straight | No | 4 |  |  | 4 |  | 5000 | 20000
K1.4 | 8.2.2 & PSL1 & 3 to 6 | Fabricate, galvanise, coat & install the following ø250mm steel pipework specials:
K1.4.1 |  | 620mm x 370mm unequal 90° Bend | No | 7 |  |  | 7 |  | 25000 | 175000
K1.4.2 |  | Table 10 blank flanges | No | 7 |  |  | 7 |  | 5000 | 35000
K1.5 |  | Carefully remove & reinstate the following:
K1.5.1 | PSPA5 | ø250mm butterfly valve to clearwater outlet | No | 7 |  |  | 7 |  | 2500 | 17500
K2 |  | DEMOLITION
K2.1 | PSPA1 | Demolish existing half brick plastered wall and spoil off site. | m | 7 |  |  | 7 |  | 250 | 1750
K3 |  | MISCELLANEOUS
K3.1 | PSPA3 | Prepare floor area below pipework for screed by scabbling of concrete to expose aggregates and application of "Sikadur 32N" or similar bonding agent. | m² | 7 |  |  | 7 |  | 500 | 3500
K3.2 | PSPA4 | Screed to floor area below pipework. | m³ | 9 |  |  | 9 |  | 500 | 4500
K3.3 |  | Allow R 70 400.00 for the disconnection and removal of gearboxes, extension pieces and actuators as well as the re-commisioning of above mention items upon completion of the works to ø250mm clear water outlet valve by specialist nominated subcontractor. | Sum | 1 | 70400 |  | 1 |  | 70400 | 70400
K3.4 |  | Overheads, charges and profit on item 3.3 above. | % | [5 empty] | 7.5% | 5280
TOTAL CARRIED FORWARD
TOTAL BROUGHT FORWARD
K3.5 |  | Allow R 88 630.00 for the procurement of one ø250mm gearbox & actuator to replace lost critical spare by specialist subcontractor | Sum | 1 | 88630 |  | 1 |  | 88630 | 88630
K3.6 |  | Overheads, charges and profit on item 3.5 above. | % | [5 empty] | 7.5% | 6647.25
K3.7 |  | Allow R 320 000.00 for the refurbishment of existing ø250mm butterfly valves to clear water outlets involving the removal of valves, complete corrosion protection refurbishment, hydraulic refurbishment including pressure testing, re-installation of valves and re-connection of gearbox/actuators. | Sum | 1 | 320000 |  | 1 |  | 320000 | 320000
K3.8 |  | Overheads, charges and profit on item 3.7 above. | % | [5 empty] | 7.5% | 24000
K3.9 | 8.2.11 & PSL7 | Fabricate and install GMS pipe support brackets complete as detailed in Dwg. 227-4-5 & 227-4-6 | No | 21 | R |  | 21 |  | 2000 | 42000
K3.10 |  | Allow R 20 000 for the disconnection and re-commisioning of existing magflow meters to filters by instrumentation specialist. | Sum | 1 | 20000 |  | 1 |  | 20000 | 20000
K3.11 |  | Overheads, charges and profit on item 3.10 above. | % | [5 empty] | 7.5% | 1500
TOTAL CARRIED FORWARD TO SUMMARY | [9 empty] | 1038207.25
SECTION L: CLEAR WATER OUTLET WELL
L1 |  | TILING
L1.1 | PSPB1 | Carefully remove existing glazed ceramic tiles from all faces of clear water outlet well and dispose of off site. | m² | 19 |  |  | 19 |  | 75 | 1425
L1.2 | PSPB2 | Supply glazed ceramic tile (allow a tile material cost of R85.00/m²) and lay including adhesive and grout. Rate to include all cutting and work in confined areas. | m² | 19 |  |  | 19 |  | 200 | 3800
L1.3 | PSPB3 | Supply and lay genesis aluminium edge strip to tile. | m | 29 |  |  | 29 |  | 40 | 1160
L2 |  | MISCELLANEOUS
L2.1 |  | Allow R 385 000.00 for the refurbishment of existing clear water outlet well drain plugs to 24 filters. | Sum | 1 | 385000 |  | 1 |  | 385000 | 385000
L2.2 |  | Overheads, charges and profit on item 2.1 above. | % | [5 empty] | 7.5% | 28875
L2.3 |  | Allow R 396 000.00 for the provision, installation & commisioning of ultrasonic sensors to clear water outlet wells by instrumentation specialist. | Sum | 1 | 396000 |  | 1 |  | 396000 | 396000
L2.4 |  | Overheads, charges and profit on item 2.3 above. | % | [5 empty] | 7.5% | 29700
L2.5 |  | Allow R 223 000.00 for the provision, installation & commisioning of turbidity sensors by instrumentation specialist. | Sum | 1 | 223000 |  | 1 |  | 223000 | 223000
L2.6 |  | Overheads, charges and profit on item 2.5 above. | % | [5 empty] | 7.5% | 16725
L2.7 |  | Allow R 55 000.00 for the provision, installation & commisioning of lighting to clear water wells by nominated subcontractor | Sum | 1 | 55000 |  | 1 |  | 55000 | 55000
L2.8 |  | Overheads, charges and profit on item 2.7 above. | % | [5 empty] | 7.5% | 4125
TOTAL CARRIED FORWARD TO SUMMARY | [9 empty] | 1144810
SECTION M: FILTER BEDS
M1 |  | FILTER MEDIA
M1.1 | PSPC1 & PSPC5 | Remove existing 6 - 12mm pebbles and dispose of off site. (There is an average of 6m³ of pebbles per filter bed and 12 filters require pebbles to be removed). | m³ | 38 |  |  | 38 |  | 250 | 9500
M1.2 | PSPC1 & PSPC5 | Remove existing 3 - 5mm grit and dispose of off site. (There is an average of 4m³ of grit per filter bed and 12 filters require grit to be removed). | m³ | 25 |  |  | 25 |  | 250 | 6250
M1.3 | PSPC1 & PSPC5 | Remove existing 0.7mm sand and dispose of off site. (There is an average of 27m³ of sand per filter bed and 12 filters require grit to be removed). | m³ | 169 |  |  | 169 |  | 200 | 33800
M1.4 | PSPC2 | Rebag Silica Quartz (contact person Reinet Pretorius tel 013 665 7900) or similar approved 6 - 12mm filter pebbles currently stockpiled on site. The rate to include packaging of the pebbles in clearly marked 40kg polypropylene bags, palletting and wrapping in 1000kg lots (i.e. 25 bags per pallet) transport to and installation in filter bed. Note that the material must be at least 97% silicon and the mass loss by acid solubility must be <0,5%. 6mm - 12mm pebbles. The material is to have a maximum particle size of 12,50mm and a minimum particle size is 5,00mm. The uniformity coefficient it to be a maximum of 1,80. (There are an average of 142 bags of pebbles per filter bed and 12 filters require new pebbles) | Bags | 4 |  |  | 4 |  | 300 | 1200
M1.5 | PSPC3 | Procure Silica Quartz (contact person Reinet Pretorius tel 013 665 7900) or similar approved 6 - 12mm filter pebbles currently stockpiled on site. The rate to include packaging of the grit in clearly marked 40kg polypropylene bags, paletting and wrapping in 1000kg lots (i.e. 25 bags per pallet) transport to site and installation in filter bed. Note that the material must be at least 97% silicon and the mass loss by acid solubility must be <0,5%. The material is to have a maximum particle size of 12,5mm and a minimum particle size is 5,0mm. The uniformity coefficient it to be a maximum of 1,8. (There are an average of 142 bags of pebbles per filter bed and 12 filters require new pebbles) | Bags | 71 |  |  | 71 |  | 300 | 21300
M1.6 | PSPC2 | Rebag Silica Quartz (contact person Reinet Pretorius tel 013 665 7900) or similar approved 3 - 5mm filter grit currently stockpiled on site. The rate to include packaging of the grit in clearly marked 40kg polypropylene bags, palletting and wrapping in 1000kg lots (i.e. 25 bags per pallet) transport to and installation in filter bed. Note that the material must be at least 97% silicon and the mass loss by acid solubility must be <0,5%. The material is to have a maximum particle size of 5.6mm and a minimum particle size is 2.8mm. The uniformity coefficient it to be a maximum of 1,60. (There are an average of 142 bags of pebbles per filter bed and 12 filters require new pebbles) | Bags | 3 |  |  | 3 |  | 300 | 900
TOTAL CARRIED FORWARD
TOTAL BROUGHT FORWARD
M1.7 | PSPC3 | Procure Silica Quartz (contact person Reinet Pretorius tel 013 665 7900) or similar approved 3-5mm filter grit. The rate to include packaging of the grit in clearly marked 40kg polypropylene bags, palletting and wrapping in 1000kg lots (i.e. 25 bags per pallet) transport to site and installation in filter bed. Note that the material must be at least 97% silicon and the mass loss by acid solubility must be <0,5%. The maximum partical size is 5,6mm and the minimum particle size is 2,8mm with a minimum uniformity coefficeint of 1,6. Note their are an average of 142 bags of grit per filter bed and 12 filters require new grit. | Bags | 738 |  |  | 738 |  | 300 | 221400
M1.8 | PSPC2 | Rebag Silica Quartz (contact person Reinet Pretorius tel 013 665 7900) or similar approved 0,7mm filter sand. The rate to include packaging of the grit in clearly marked 40kg polypropylene bags, palletting and wrapping in 1000kg lots (i.e. 25 bags per pallet) transport to site and installation in filter bed. Note that the material must be at least 97% silicon and the mass loss by acid solubility must be <0,5%. The material must have a minimum of 95% passing the 1,18mm sieve and a maximum of 5% retained on the 0,60mm sieve. The uniformity coefficeint of to be a maximum of 1,4. (There are an average of 1000 bags per filter bed and 12 filters require new grit). | Bags | 18 |  |  | 18 |  | 300 | 5400
M1.9 | PSPC3 | Procure Silica Quartz (contact person Reinet Pretorius tel 013 665 7900) or similar approved 0,7mm filter sand. The rate to include packaging of the grit in clearly marked 40kg polypropylene bags, palletting and wrapping in 1000kg lots (i.e. 25 bags per pallet) transport to site and installation in filter bed. Note that the material must be at least 97% silicon and the mass loss by acid solubility must be <0,5%. The material must have a minimum of 95% passing the 1,18mm sieve and a maximum of 5% retained on the 0,60mm sieve. The uniformity coefficeint of to be a maximum of 1,4. (There are an average of 1000 bags per filter bed and 12 filters require new grit). | Bags | 5189 |  |  | 5189 |  | 150 | 778350
M1.10 | PSPC4 | Bulk Earthworks to area above Sed #4 for storage of filter media as follows:
M1.10.1 |  | Scarify insitu material to a depth of 150mm and compact to 100% MOD AASHTO. | m³ | 4 |  |  | 4 |  | 50 | 200
M1.10.2 |  | Import suitable G6 material from commercial sources and construct platform and embankment in layers not exceeding 150mm compacted to 95% mod AASHTO density. | m³ | 79 |  |  | 79 |  | 200 | 15800
M2 |  | FILTER NOZZLES
M2.1 | PSPC6 & PSPC7 | Carefully remove existing PCI Africa filter nozzle assembly comprising Mark II nozzle domes (12mmx3mm slots) with special snap-on sealing plates and green nozzle air stem from filter bed floor area and dispose of off site. The removal of filter media is measured elswhere. (There are an average of 1200 nozzles per filter bed and 12 filters require replacement nozzles) | No | 6247 |  |  | 6247 |  | 100 | 624700
M2.2 |  | Extra-over to item 2.1 for saw cutting concrete around nozzles to a maximum depth of 200mm in the event that the thread is worn and nozzles are unable to be removed and/or replaced | m | 2 |  |  | 2 |  | 200 | 400
TOTAL CARRIED FORWARD
TOTAL BROUGHT FORWARD
M2.3 |  | Extra-over to item 2.1 for breaking out of concrete and disposing of all rubble and debris off site | m³ | 2 |  |  | 2 |  | 1000 | 2000
M2.4 |  | Extra-over to item 2.1 for scabbling concrete to expose aggregates along edges of all saw-cuts and apply "Sikadur 32N" or similar approved bonding agent | m² | 7 |  |  | 7 |  | 250 | 1750
M2.5 |  | Extra-over to item 2.1 to high pressure jet scabbled concrete surface area to remove all contaminants | m² | 7 |  |  | 7 |  | 50 | 350
M2.6 |  | Extra-over to item 2.1 for repairing void with "Sika MonoTop-615 HB" or similar approved repair mortar | m³ | 1 |  |  | 1 |  | 500 | 500
M2.7 |  | Extra-over to item 2.1 for rethreading uPVC lateral pipeline to ensure nozzles can be firmly inserted | No | 33 |  |  | 33 |  | 500 | 16500
M2.8 | PSPC8 | Carefully unclog ø110 uPVC collector pipework of filter media (mostly filter sand) by flushing with clear water. (There are an average of 29 ø110 uPVC collector pipes per filter bed each ~ 6,50m long with 12 filters requiring refurbishment) | m | 1178 |  |  | 1178 |  | 75 | 88350
M2.9 |  | Extra-over to item 2.8 for provision, installation and removal of uPVC or similar approved plugs to insert into lateral collector pipes to facilitate cleaning | No | 6247 |  |  | 6247 |  | 25 | 156175
M2.1 |  | Extra-over to item 2.8 for removal of existing cover plate and valve and hand over items to client stores | No | 6 |  |  | 6 |  | 50 | 300
M2.11 |  | Extra-over to item 2.8 for provision and installation of new 900mm x 700mm cover plate, complete with all fasteners, gaskets and coatings as detailed in Dwg. 227-4-3. | No | 6 |  |  | 6 |  | 50 | 300
M2.12 |  | Allow R 52 800.00 for the disconnection and removal of gearboxes, extension pieces and actuators as well as the re-commisioning of above mention items upon completion of the works to ø600mm scour outlet valve by specialist nominated subcontractor. | Sum | 1 | 52800 |  | 1 |  | 52800 | 52800
M2.13 |  | Overheads, charges and profit on item 2.12 above. | % | [5 empty] | 7.5% | 3960
M2.14 | PSPC9 | Carefully remove, store & reinstate the following ø600mm steel pipework specials:
M2.14.1 |  | 685mm long lobster bend | No | 7 |  |  | 7 |  | 2500 | 17500
M2.14.2 |  | 310mm straight | No | 7 |  |  | 7 |  | 2500 | 17500
M2.14.3 |  | Butterfly wafer valve | No | 7 |  |  | 7 |  | 1000 | 7000
M2.15 | PSPC10 | Procure PCI Africa (contact person Rory Carol tel 011 794 5004) or similar approved filter nozzle assembly comprising Mark II nozzle domes (12x3mm slots) with special snap-on sealing plates and green nozzle air stem. The rate to include transport of components to site, storage on site (if required) and installation into filter bed. (There are an average of 1200 nozzles per filter bed and 12 filters require replacement nozzles) | No | 6247 |  |  | 6247 |  | 100 | 624700
M3 |  | MISCELLANEOUS | m | 2 | R |  | 2 |  |  | 0
M3.1 |  | Allow R 288 000.00 for the provision, installation & commisioning of ultrasonic sensors to filters by instrumentation specialist. | Sum | 1 | 288000 |  | 1 |  | 288000 | 288000
M3.2 |  | Overheads, charges and profit on item 3.1 above. | % | [5 empty] | 7.5% | 21600
M3.3 |  | Allow R 55 000.00 for the provision, installation & commisioning of lighting to filter well by specialist contractor | Sum | 1 | 55000 |  | 1 |  | 55000 | 55000
M3.4 |  | Overheads, charges and profit on item 3.3 above. | % | [5 empty] | 7.5% | 4125
TOTAL CARRIED FORWARD
TOTAL BROUGHT FORWARD
M3.5 | PSPC11 | Spall Repairs
M3.5.1 |  | Sound and mark areas of defective concrete | m² | 3 |  |  | 3 |  | 100 | 300
M3.5.2 |  | Break out defective concrete as identified in item 3.5.1 and dispose of all rubble | m³ | 1 |  |  | 1 |  | 750 | 750
M3.5.3 |  | High pressure jet all defective areas to remove any surface contaminants | m² | 3 |  |  | 3 |  | 50 | 150
M3.5.4 |  | Treat exposed reinforcing and concrete surfaces with"SikaTop Armatec 110 EC" or similar approved bonding slurry and anti-corrosion reinforcement primer | m² | 3 |  |  | 3 |  | 250 | 750
M3.5.5 |  | Repair void with "Sika MonoTop-615 HB" or similar approved repair mortar | m³ | 1 |  |  | 1 |  | 250 | 250
M3.5.6 |  | Apply "SikaTop Seal-107 ZA" or similar approved waterproofing slurry to internal & external surface of void | m² | 3 |  |  | 3 |  | 250 | 750
M3.7 | PSPC9 | Remove, store & reinstate upon completion of the works, temporary wooden walkways that provide access to the acctuators | Sum | 1 |  |  | 1 |  | 15000 | 15000
M3.8 |  | Filter Over Flow Pipe
M3.8.1 | PSPC12 | Core through existing 200mm thick reinforced concrete wall to allow for placement of ø500mm GMS pipework. | No | 11 |  |  | 11 |  | 2500 | 27500
M3.8.2 | SABS1200L Cl. 8.2.2 & PSL1 & 3 to 6 | Fabricate, galvanise, coat & install the following ø500mm steel pipework specials:
M3.8.2.1 |  | Bell Mouth | No | 11 |  |  | 11 |  | 50000 | 550000
M3.8.2.2 |  | 555mm long straight | No | 11 |  |  | 11 |  | 35000 | 385000
M3.8.2.3 |  | 600mm long straight | No | 11 |  |  | 11 |  | 50000 | 550000
M3.8.2.4 |  | Lobster bend (total length along center line of 900mm) | No | 11 |  |  | 11 |  | 50000 | 550000
M3.8.2.5 |  | Outlet bend (total length of 570mm along center line) | No | 11 |  |  | 11 |  | 50000 | 550000
M3.8.3 |  | Fabricate and install GMS pipe support bracket complete | No | 11 |  |  | 11 |  | 5000 | 55000
TOTAL CARRIED FORWARD TO SUMMARY | [9 empty] | 5763060
SECTION N: DAFF SYSTEM
N1 |  | DAFF Nozzles
N1.1 | PSPD1 | Carefully remove existing stainless steel daff diffuser assembly comprising threaded stainless steel shaft with nylon cap screwed onto shaft from diffuser pipework in filter bed strip, clean, reassemble and refit. Note there are an average of 90 diffusers per filter bed and 24 filters require maintenance. | No | 938 |  |  | 938 |  | 75 | 70350
N1.1.1 | PSPD2 | Extra over to item 1.1 above for the supply of a new stainless steel shaft. | No | 239 |  |  | 239 |  | 150 | 35850
N1.1.2 | PSPD3 | Extra over to item 1.1 above for the supply of a new nylon cap. | No | 478 |  |  | 478 |  | 30 | 14340
N2 |  | DAFF Mass Flow Meters
N2.1 | SABS1200L Cl. 8.2.2 & PSL1 & 3 to 6 | Fabricate, galvanise, coat & install the following ø100mm steel pipework specials, complete with all fittings
N2.1.1 |  | Straight (Length = 870mm) | No | 1 |  |  | 1 |  | 10000 | 10000
N2.1.2 |  | Straight (Length = 875mm) | No | 1 |  |  | 1 |  | 10000 | 10000
N2.1.3 |  | Straight (Length = 880mm) | No | 1 |  |  | 1 |  | 10000 | 10000
N2.1.4 |  | Straight (Length = 885mm) | No | 2 |  |  | 2 |  | 10000 | 20000
N2.1.5 |  | Straight (Length = 890mm) | No | 1 |  |  | 1 |  | 10000 | 10000
N2.1.6 |  | Straight (Length = 940mm) | No | 1 |  |  | 1 |  | 10000 | 10000
N2.1.7 |  | Straight (Length = 945mm) | No | 2 |  |  | 2 |  | 10000 | 20000
N2.1.8 |  | Straight (Length = 950mm) | No | 4 |  |  | 4 |  | 10000 | 40000
N2.1.9 |  | Straight (Length = 960mm) | No | 1 |  |  | 1 |  | 10000 | 10000
N2.1.10 |  | Straight (Length = 965mm) | No | 1 |  |  | 1 |  | 10000 | 10000
N3 |  | MISCELLANEOUS
N3.1 |  | Allow R 52 800.00 for the installation and commisioning of mass flow meters to DAFF inlet pipework to filters by instrumentation specialist. | Sum | 1 | 52800 |  | 1 |  | 52800 | 52800
N3.2 |  | Overheads, charges and profit on item 3.1 above. | % | [5 empty] | 7.5% | 3960
N3.3 |  | Allow R 450 000.00 for the refurbishment of existing ø100 flanged gate valves to DAFF inlet pipework to filters by mechanical specialist. | Sum | 1 | 450000 |  | 1 |  | 450000 | 450000
N3.4 |  | Overheads, charges and profit on item 3.3 above. | % | [5 empty] | 7.5% | 33750
TOTAL CARRIED FORWARD TO SUMMARY | [9 empty] | 811050
SECTION O: ALGAE WASHING SYSTEM
O1 | SABS1200L Cl. 8.2.1 & PSL1 & 3 to 6 | GMS PIPEWORK
O1.1 |  | Supply lay and test medium duty galvanized threaded steel pipe to SABS 62 including cutting to the required lengths and threading to the following diameters:
O1.1.1 |  | ø50mm nominal bore. | m | 66 |  |  | 66 |  | 300 | 19800
O1.2 |  | Lay and test medium duty galvanized threaded steel pipe to SABS 62 including cutting to the required lengths and threading to the following diameters (Material taken from stock on site):
O1.2.1 |  | ø50 nominal bore. | m | 66 |  |  | 66 |  | 300 | 19800
O1.3 |  | Supply, lay and test medium duty galvanized threaded steel pipe fittings to SABS 509 as follows (all joints to be bitumen epxoy coated):
O1.3.1 |  | ø50mm 90º female elbow. | No | 35 |  |  | 35 |  | 500 | 17500
O1.3.2 |  | ø50mm 90º male/female elbow. | No | 18 |  |  | 18 |  | 500 | 9000
O1.3.3 |  | ø50mm female equal tee. | No | 135 |  |  | 135 |  | 600 | 81000
O1.3.4 |  | ø50mm union coupler. | No | 27 |  |  | 27 |  | 500 | 13500
O2 | SABS1200L Cl. 8.2.1 & PSL2 to 6 | PP-R PIPEWORK
O2.1 |  | Supply, lay and test Pestan Fluidtherm PP-R or similar approved pipelines, including cutting to the required lengths and welding on site to the following diameters:
O2.1.1 |  | ø50 PN 16 (Colour Green) | m | 33 |  |  | 33 |  | 250 | 8250
O2.2 |  | Lay and test Pestan Fluidtherm PP-R or similar approved pipelines, including cutting to the required lengths and welding on site to the following diameters (Material taken from stock on site):
O2.2.1 |  | ø50 PN 16 (Colour Green) | m | 11 |  |  | 11 |  | 250 | 2750
O2.3 |  | Supply, lay and test Pestan Fluidtherm PP-R fittings, including welding of joints as follows:
O2.3.1 |  | ø50mm 90º threaded male/female bend | No | 9 |  |  | 9 |  | 150 | 1350
O2.3.2 |  | ø50mm 90º threaded female/female bend | No | 9 |  |  | 9 |  | 150 | 1350
O2.3.3 |  | ø50mm female threaded equal tee. | No | 16 |  |  | 16 |  | 150 | 2400
O2.3.4 |  | ø50mm socket | No | 53 |  |  | 53 |  | 150 | 7950
O2.3.5 |  | ø50mm threaded female/male coupling | No | 5 |  |  | 5 |  | 150 | 750
O3 | PSPE1 | NOZZLES
O3.1 |  | Supply lay and test, complete with reducing bush, the following nozzles:
O3.1.1 |  | ¾" FF128 Brass extra wide angle nozzle | No | 126 |  |  | 126 |  | 200 | 25200
O3.1.2 |  | ¾" SPN 200 brass high impact narrow fan spray nozzle | No | 16 |  |  | 16 |  | 250 | 4000
TOTAL CARRIED FORWARD
TOTAL BROUGHT FORWARD
O4 |  | MISCELLANEOUS
O4.1 | PSPE2 | Prepare concrete substrate to walls of filters and apply ARMCOTECH thermoplastic polymer resin 323 or similar approved minimum of two coats all to manufactureres specification. Contact Chris White of Chris White Agencies on 043 722 2870 for further information. | m² | 369 |  |  | 369 |  | 300 | 110700
O4.2 |  | Allow R 298 000.00 for the provision, installation & commisioning of valves and actuators to algae washing system by specialist contractor | Sum | 1 | 298000 |  | 1 |  | 298000 | 298000
O4.3 |  | Overheads, charges and profit on item 4.2 above. | % | [5 empty] | 7.5% | 22350
TOTAL CARRIED FORWARD TO SUMMARY | [9 empty] | 645650
SECTION P: CHAMBERS
(All profit, overheads, management and supervision to be included in rates)
P1 |  | BRICK CHAMBERS
Construct 230mm double skin brick wall chambers complete.
Rate to include supply of chamber material, in-situ preperation,
base slab, malthoid, brickwork and roof slab for the following
sizes of the cover slab in plan and chamber depths from top of
roof slab to bottom of floor slab:
P1.1 |  | 0 m² < Area in Plan ≤ 3 m²
P1.1.1 |  | Depths 1m up to and including 1.5m | No. | 1 |  |  |  |  | 40000 | 40000
P1.1.2 |  | Depths greater than 1.5m up to and including 2.5m | No. | 1 |  |  |  |  | 44000 | 44000
P1.1.3 |  | Depths greater than 2.5m up to and including 3.5m | No. | 1 |  |  |  |  | 48400 | 48400
P1.2 |  | 3 m² < Area in Plan ≤ 5 m²
P1.2.1 |  | Depths 1m up to and including 1.5m | No. | 1 |  |  |  |  | 48000 | 48000
P1.2.2 |  | Depths greater than 1.5m up to and including 2.5m | No. | 1 |  |  |  |  | 52800 | 52800
P1.2.3 |  | Depths greater than 2.5m up to and including 3.5m | No. | 1 |  |  |  |  | 58080 | 58080
P1.3 |  | 5 m² < Area in Plan ≤ 7 m²
P1.3.1 |  | Depths 1m up to and including 1.5m | No. | 1 |  |  |  |  | 57600 | 57600
P1.3.2 |  | Depths greater than 1.5m up to and including 2.5m | No. | 1 |  |  |  |  | 63360 | 63360
P1.3.3 |  | Depths greater than 2.5m up to and including 3.5m | No. | 1 |  |  |  |  | 69696 | 69696
P1.4 |  | 7 m² < Area in Plan ≤ 9 m²
P1.4.1 |  | Depths 1m up to and including 1.5m | No. | 1 |  |  |  |  | 69120 | 69120
P1.4.2 |  | Depths greater than 1.5m up to and including 2.5m | No. | 1 |  |  |  |  | 76032 | 76032
P1.4.3 |  | Depths greater than 2.5m up to and including 3.5m | No. | 1 |  |  |  |  | 83635.2 | 83635.2
P1.5 |  | Extra-over items K1.1 to K1.4 for the installation of a Maverick | No. | 5 |  |  |  |  | 2500 | 12500
Type 2A lockable lid cast into the top slab.
TOTAL CARRIED FORWARD
TOTAL BROUGHT FORWARD
SECTION P: CHAMBERS (Continued)
P2 |  | MANHOLE CHAMBERS
Construct Manhole chambers complete including concrete
base, chamber manhole rings, top slab for the following sizes
and depths:
P2.1 |  | 1m Rocla Chamber
P2.1.1 |  | Depths up to and including 0.5m | No. | 1 |  |  |  |  | 22000 | 22000
P2.1.2 |  | Depths greater than 0.5m up to and including 1m | No. | 1 |  |  |  |  | 26400 | 26400
P2.1.3 |  | Depths greater than 1m up to and including 1.5m | No. | 1 |  |  |  |  | 26400 | 26400
P2.1.4 |  | Depths greater than 1.5m up to and including 2m | No. | 1 |  |  |  |  | 31680 | 31680
P2.1.5 |  | Depths greater than 2m up to and including 2.5m | No. | 1 |  |  |  |  | 38016 | 38016
P2.1.6 |  | Depths greater than 2.5m up to and including 3m | No. | 1 |  |  |  |  | 45619.2 | 45619.2
P2.1.7 |  | Depths greater than 3m up to and including 3.5m | No. | 1 |  |  |  |  | 54743.04 | 54743.04
P2.1.8 |  | Depths greater than 3.5m up to and including 4m | No. | 1 |  |  |  |  | 65691.648 | 65691.648
P2.2 |  | 1.5m Rocla Chamber
P2.2.1 |  | Depths up to and including 0.5m | No. | 1 |  |  |  |  | 31680 | 31680
P2.2.2 |  | Depths greater than 0.5m up to and including 1m | No. | 1 |  |  |  |  | 38016 | 38016
P2.2.3 |  | Depths greater than 1m up to and including 1.5m | No. | 1 |  |  |  |  | 45619.2 | 45619.2
P2.2.4 |  | Depths greater than 1.5m up to and including 2m | No. | 1 |  |  |  |  | 54743.04 | 54743.04
P2.2.5 |  | Depths greater than 2m up to and including 2.5m | No. | 1 |  |  |  |  | 65691.648 | 65691.648
P2.2.6 |  | Depths greater than 2.5m up to and including 3m | No. | 1 |  |  |  |  | 78829.9776 | 78829.9776
P2.2.7 |  | Depths greater than 3m up to and including 3.5m | No. | 1 |  |  |  |  | 94595.9731 | 94595.9731
P2.2.8 |  | Depths greater than 3.5m up to and including 4m | No. | 1 |  |  |  |  | 113515.1677 | 113515.1677
P2.3 |  | 1.8m Rocla Chamber
P2.3.1 |  | Depths up to and including 0.5m | No. | 1 |  |  |  |  | 34848 | 34848
P2.3.2 |  | Depths greater than 0.5m up to and including 1m | No. | 1 |  |  |  |  | 41817.6 | 41817.6
P2.3.3 |  | Depths greater than 1m up to and including 1.5m | No. | 1 |  |  |  |  | 50181.12 | 50181.12
P2.3.4 |  | Depths greater than 1.5m up to and including 2m | No. | 1 |  |  |  |  | 60217.344 | 60217.344
P2.3.5 |  | Depths greater than 2m up to and including 2.5m | No. | 1 |  |  |  |  | 72260.8128 | 72260.8128
TOTAL CARRIED FORWARD
TOTAL BROUGHT FORWARD
SECTION P: CHAMBERS (Continued)
P2.3.6 |  | Depths greater than 2.5m up to and including 3m | No. | 1 |  |  |  |  | 86712.9754 | 86712.9754
P2.4 |  | Extra-over items K2.1 to K2.3 for the installation of a Maverick Type 2A lockable lid cast into the top slab. Supply measured elsewhere. | No. | 1 |  |  |  |  | 2500 | 2500
P2.5 |  | Extra-over items K2.1 to K2.3 for the installation of a locking bar cast into the top slab as per standard detail provided. Supply measured elsewhere. | No. | 1 |  |  |  |  | 2500 | 2500
P3 |  | VALVE AND HYDRANT CHAMBERS
P3.1 |  | Supply and install precast concrete valve and hydrant chambers for the following depths, complete. Rate to include chamber concrete base, precast concrete sections, polymer Type 5A maverick lid and frame (Yellow for hydrant chambers, Blue for valve chambers)
P3.1.1 |  | Depths up to and including 0.5m | No. | 1 |  |  |  |  | 3000 | 3000
P3.1.2 |  | Depths greater than 0.5m up to and including 1m | No. | 3 |  |  |  |  | 3600 | 10800
P3.1.3 |  | Depths greater than 1m up to and including 1.5m | No. | 3 |  |  |  |  | 4320 | 12960
P3.1.4 |  | Depths greater than 1.5m up to and including 2m | No. | 1 |  |  |  |  | 5184 | 5184
P3.1.5 |  | Depths greater than 2m up to and including 2.5m | No. | 1 |  |  |  |  | 6220.8 | 6220.8
P3.1.6 |  | Depths greater than 2.5m up to and including 3m | No. | 1 |  |  |  |  | 7464.96 | 7464.96
P3.2 |  | Supply and install thermoplastic valve and hydrant chambers for the following depths, complete. Rate to include the supply and installation of a single brick base layer, 315mm uPVC Class 9 pipe, thermoplastic cover and frame (Yellow for hydrant chambers, Blue for valve chambers).
P3.2.1 |  | Depths up to and including 1m | No. | 3 |  |  |  |  | 750 | 2250
P3.2.2 |  | Depths greater than 1m up to and including 2m | No. | 3 |  |  |  |  | 900 | 2700
P3.2.3 |  | Depths greater than 2m up to and including 3m | No. | 1 |  |  |  |  | 1080 | 1080
P4 |  | MISCELLANEOUS
P4.1 |  | Construct an unreinforced concrete pedestal less than 0.05m³ in volume and of concrete strength no less than 25MPa | No. | 10 |  |  |  |  | 500 | 5000
P4.2 |  | Plaster the outside of exposed brickwork complete | m² | 5 |  |  |  |  | 212 | 1060
TOTAL CARRIED FORWARD TO SUMMARY | [9 empty] | 1965221.7066
SECTION Q: METERS
(All profit, overheads, management and supervision to be included in rates)
Installation of meters complete. Rate to include provision for nuts, bolts, full face gaskets, corrosion protection (Copper slip paste or equivalent approved), fittings and flanges if required.
Q1 |  | CONSUMER WATER METERS - SUPPLIED BY CLIENT
Q1.1 |  | Replace/Install ICI and domestic water meters (Supplied by Client)
Q1.1.1 |  | 15 mm | No. | 5 |  |  |  |  | 400 | 2000
Q1.1.2 |  | 20 mm | No. | 10 |  |  |  |  | 400 | 4000
Q1.1.3 |  | 25 mm | No. | 10 |  |  |  |  | 400 | 4000
Q1.1.4 |  | 30 mm | No. | 10 |  |  |  |  | 881.4 | 8814
Q1.1.5 |  | 40 mm | No. | 5 |  |  |  |  | 1190 | 5950
Q1.1.6 |  | 50 mm | No. | 5 |  |  |  |  | 1385 | 6925
Q1.1.7 |  | 80 mm | No. | 5 |  |  |  |  | 1552.1667 | 7760.8333
Q1.1.8 |  | 100 mm | No. | 1 |  |  |  |  | 1804.5 | 1804.5
Q1.1.9 |  | 150 mm | No. | 1 |  |  |  |  | 2353.6667 | 2353.6667
Q1.1.10 |  | 200 mm | No. | 1 |  |  |  |  | 2589.0333 | 2589.0333
Q1.1.11 |  | 250 mm | No. | 1 |  |  |  |  | 2847.9367 | 2847.9367
Q1.1.12 |  | 300 mm | No. | 1 |  |  |  |  | 3514.2 | 3514.2
Q1.2 |  | Installation of Domestic Flow Limiting Devices complete (Supplied by Client), including collection from municipal stores, plant, labour, profit and Site Supervision. Rate to include completion and submission of relevant forms. Travel measured elsewhere. | No. | 5 |  |  |  |  | 269 | 1345
Q1.3 |  | Installation of Domestic Flow Restrictors complete (Supplied by Client) including collection from municipal stores, plant, labour, profit and Site Supervision. Installation including completion of consumer notice form and restrictor installation forms plus forwarding of such paperwork and GPS co-ordinated photo to the relevant Engineer on a weekly basis. Travel measured elsewhere. | No. | 100 |  |  |  |  | 205 | 20500
Q1.4 |  | Inspection fee due to denied access for an attempted restrictor/meter installation. Rate to include completion of consumer notice form and restrictor installation form plus forwarding of such paperwork and GPS co-ordinated photos to the Engineer on a weekly basis. Travel measured elsewhere. | No. | 9 |  |  |  |  | 150 | 1350
Q1.5 |  | Inspect leak and/or water meter and report findings to the Engineer including all relevant paperwork and a GPS co-ordinated photograph. | No. | 80 |  |  |  |  | 150 | 12000
TOTAL CARRIED FORWARD
TOTAL BROUGHT FORWARD
SECTION Q: METERS (continued)
Q2 |  | BULK WATER METERS - SUPPLIED BY CLIENT
Q2.1 |  | Class 16 cold potable mechanical water meter (Sensus Meistream
or similar approved) supplied by Client of diameters stated:
Q2.1.1 |  | 50mm Ø | No. | 1 |  |  |  |  | 450 | 450
Q2.1.2 |  | 80mm Ø | No. | 3 |  |  |  |  | 495 | 1485
Q2.1.3 |  | 100mm Ø | No. | 3 |  |  |  |  | 544.5 | 1633.5
Q2.1.4 |  | 150mm Ø | No. | 3 |  |  |  |  | 598.95 | 1796.85
Q2.1.5 |  | 200mm Ø | No. | 1 |  |  |  |  | 658.845 | 658.845
Q2.1.6 |  | 250mm Ø | No. | 1 |  |  |  |  | 724.7295 | 724.7295
Q2.1.7 |  | 300mm Ø | No. | 1 |  |  |  |  | 797.2025 | 797.2025
Q2.1.8 |  | 350mm Ø | No. | 1 |  |  |  |  | 876.9227 | 876.9227
Q2.1.9 |  | 400mm Ø | No. | 1 |  |  |  |  | 964.615 | 964.615
Q2.2 |  | Class 16 cold potable electromagnetic water meter, IP68 compliant (Waterflux 3000 magflow - KROHNE/similar approved) supplied by Client, mains supplied of diameters stated:
Q2.2.1 |  | 100mm Ø | No. | 1 |  |  |  |  | 350 | 350
Q2.2.2 |  | 150mm Ø | No. | 1 |  |  |  |  | 385 | 385
Q2.2.3 |  | 200mm Ø | No. | 1 |  |  |  |  | 423.5 | 423.5
Q2.2.4 |  | 250mm Ø | No. | 1 |  |  |  |  | 465.85 | 465.85
Q2.2.5 |  | 300mm Ø | No. | 1 |  |  |  |  | 512.435 | 512.435
Q2.2.6 |  | 350mm Ø | No. | 1 |  |  |  |  | 563.6785 | 563.6785
Q2.2.7 |  | 400mm Ø | No. | 1 |  |  |  |  | 620.0464 | 620.0464
Q2.2.8 |  | 450mm Ø | No. | 1 |  |  |  |  | 682.051 | 682.051
Q2.2.9 |  | 500mm Ø | No. | 1 |  |  |  |  | 750.2561 | 750.2561
Q2.3 |  | Class 16 cold potable electromagnetic water meter, IP68 compliant (Waterflux 3000 magflow - KROHNE/similar approved) supplied by Client, battery powered of diameters stated:
Q2.3.1 |  | 100mm Ø | No. | 1 |  |  |  |  | 450 | 450
Q2.3.2 |  | 150mm Ø | No. | 1 |  |  |  |  | 495 | 495
Q2.3.3 |  | 200mm Ø | No. | 1 |  |  |  |  | 544.5 | 544.5
Q2.3.4 |  | 250mm Ø | No. | 3 |  |  |  |  | 598.95 | 1796.85
Q2.3.5 |  | 300mm Ø | No. | 3 |  |  |  |  | 658.845 | 1976.535
TOTAL CARRIED FORWARD
TOTAL BROUGHT FORWARD
SECTION Q: METERS (continued)
Q2.3.6 |  | 350mm Ø | No. | 1 |  |  |  |  | 724.7295 | 724.7295
Q2.3.7 |  | 400mm Ø | No. | 1 |  |  |  |  | 797.2025 | 797.2025
Q2.3.8 |  | 450mm Ø | No. | 1 |  |  |  |  | 876.9227 | 876.9227
Q2.3.9 |  | 500mm Ø | No. | 1 |  |  |  |  | 964.615 | 964.615
Q2.4 |  | Install Nivus probes (or similar approved) supplied by Client onto existing steel pipes. Rate to include: welding of 4 x sockets onto the pipe; installation of 4 x ball valves, nipples and sensors; installation of NFE junction box and cabling. | No. | 3 |  |  |  |  | 30000 | 90000
Q2.5 |  | Install Nivus probes (or similar approved) supplied by Client onto existing non-steel pipes. Rate to include: installation of coupling/saddle, 4 x sockets onto the coupling; installation of 4 x ball valves, nipples and sensors; installation of NFE junction box and cabling. | No. | 3 |  |  |  |  | 35000 | 105000
TOTAL CARRIED FORWARD TO SUMMARY | [9 empty] | 305521.0061
| SANS 1200G | SECTION R: CONCRETE (STRUCTURAL)
R1 | 8.1.3 | CONCRETE
R1.1 | 8.4.2 | Strength concrete 15 MPa/19 mm | m³ | 1
R1.2 | 8.4.2 | Strength concrete 15 MPa/40 mm | m³ | 1
R1.3 | 8.4.3 | Strength concrete: 20 MPa/19mm | m³ | 1
R1.4 | 8.4.3 | Strength concrete: 20 MPa/40mm | m³ | 1
R1.5 |  | Strength concrete: 25 MPa/19mm | m³ | 1
R1.6 |  | Strength concrete: 25 MPa/40mm | m³ | 1
R1.7 |  | Strength concrete: 30 MPa/19mm | m³ | 1
R1.8 |  | Strength concrete: 30 MPa/40mm | m³ | 1
R1.9 |  | Strength concrete: 35 MPa/19mm | m³ | 1
R1.10 |  | Strength concrete: 35 MPa/19mm with rapid-hardening | m³ | 1
cement
R1.11 |  | Prescribed mix concrete -1:2:4 | m³ | 1
R2 | 8.1.1 | FORMWORK
R2.1 | 8.2.1 | Rough walls below ground
R2.1.1 |  | Vertical plane | m² | 1
R2.1.2 |  | Vertical curved | m² | 1
R2.2 | 8.2.2 | Smooth vertical plane to:
R2.2.1 |  | walls | m² | 1
R2.2.2 |  | columns | m² | 1
R2.2.3 |  | beams | m² | 1
R2.2.4 |  | Vertical curved to walls | m² | 1
R2.3 | 8.2.5 | Vertical narrow widths up to 300 mm wide | m | 1
R2.4 | 8.2.3 | Special smooth formwork repaired and rubbed
R2.4.1 |  | Vertical plane to outside wall | m² | 1
R2.4.2 |  | Vertical curved to outside wall | m² | 1
R2.5 | 8.2.4 | Special smooth off-form
R2.5.1 |  | Faces of bridge abutment | m² | 1
R2.5.2 |  | Parapet walls | m² | 1
TOTAL CARRIED FORWARD
TOTAL BROUGHT FORWARD
| SANS 1200G | SECTION R: CONCRETE (STRUCTURAL) (Cont)
R2.6 | 8.1.1.2 | Chamfers exceeding 20 mm x 20 mm and grooves
R2.6.1 |  | Chamfer 30 mm x 30 mm | m | 1
R2.6.2 |  | Chamfer 40 mm x 40 mm | m | 1
R2.6.3 |  | Groove 20 mm wide x 40 mm deep | m | 1
Box out holes/form voids
R2.7 |  | Small, circular up to 0,35 m diam.: depths over and up to
R2.7.1 |  | 0 m 0,5 m | No. | 1
R2.7.2 |  | 0,5 m 1,0 m | No. | 1
R2.7.3 |  | 1,0 m 1,5 m | No. | 1
R2.7.4 |  | 1,5 m - | No. | 1
R2.8 |  | Small, other shapes up to 0,1 m2 in area: depths over and up to
R2.8.1 |  | 0 m 0,5 m | No. | 1
R2.8.2 |  | 0,5 m 1,0 m | No. | 1
R2.8.3 |  | 1,0 m 1,5 m | No. | 1
R2.8.4 |  | 1,5 m - | No. | 1
R2.9 |  | Large, circular, diam. 0,35 - 0,7 m : depths over and up to
R2.9.1 |  | 0 m 0,5 m | No. | 1
R2.9.2 |  | 0,5 m 1,0 m | No. | 1
R2.9.3 |  | 1,0 m 2,0 m | No. | 1
R2.9.4 |  | 2,0 m - | No. | 1
R2.10 |  | Large, other shapes, area 0,1 - 0,5 m2 : depths over and up to
R2.10.1 |  | 0 m 0,5 m | No. | 1
R2.10.2 |  | 0,5 m 1,0 m | No. | 1
R2.10.3 |  | 1,0 m 2,0 m | No. | 1
R2.10.4 |  | 2,0 m - | No. | 1
R3 | 8.1.2 | REINFORCEMENT
Mild steel bars
R3.1 | 8.1.2.2 | Diameter 2 mm : Basic price | kg | 1
R3.2 | 8.1.2.3 | Extra-over .3.1 for bars of diameter
TOTAL CARRIED FORWARD
TOTAL BROUGHT FORWARD
| SANS 1200G | SECTION R: CONCRETE (STRUCTURAL) (Cont)
R3.2.1 |  | a) 8 mm | kg | 1
R3.2.2 |  | b) 10 mm | kg | 1
R3.2.3 |  | c) 12 mm | kg | 1
R3.2.4 |  | d) 16 mm | kg | 1
R3.2.5 |  | e) 20 mm | kg | 1
R3.2.6 |  | f) 32 mm | kg | 1
R3.2.7 |  | g) 40 mm | kg | 1
| 8.3.1 | High-tensile steel bars
R3.3 | 8.1.2.2 | Diameter 25 mm : Basic Price | kg | 1
R3.4 | 8.1.2.3 | Extra-over .3.3 for bars of diameter
R3.4.1 |  | a) 8 mm | kg | 1
R3.4.2 |  | b) 10 mm | kg | 1
R3.4.3 |  | c) 12 mm | kg | 1
R3.4.4 |  | d) 16 mm | kg | 1
R3.4.5 |  | e) 20 mm | kg | 1
R3.4.6 |  | f) 32 mm | kg | 1
R3.4.7 |  | g) 40 mm | kg | 1
R3.5 | 8.3.2 | High-tensile welded mesh reinforcement
R3.5.1 |  | Type reference 193 in standard sheets | m² | 1
R3.5.2 |  | Type reference 245 in non-standard sheets | m² | 1
R3.5.3 |  | Type reference 395 in standard sheets | m² | 1
R4 | 8.4.4 | UNIFORMED SURFACE FINISHES
R4.1 |  | Wood-floated finish
R4.1.1 |  | Bridge sidewalks | m² | 1
R4.1.2 |  | Inverts of culverts | m² | 1
R4.2 |  | Steel-floated finish
R4.2.1 |  | Floor of reservoir | m² | 1
R4.2.2 |  | Power-floated finish | m² | 1
TOTAL CARRIED FORWARD
TOTAL BROUGHT FORWARD
| SANS 1200G | SECTION R: CONCRETE (STRUCTURAL) (Cont)
R4.3 |  | Special surface finish
R4.3.1 |  | Bridge bearing areas | m² | 1
R4.3.2 |  | Sliding joint areas | m² | 1
R4.3.3 |  | Factory floor | m² | 1
R5 | 8.5 | JOINTS
R5.1 |  | Saw Joint (unsealed at 60mm thick) | m | 1
R5.2 |  | Expnasion Joint (10x100mm softboard unsealed) | m | 1
TOTAL CARRIED FORWARD TO SUMMARY | [8 empty] | 0
| SANS 1200LG | SECTION S: PIPE JACKING AT CROSSING
S1 | 8.2.1 | Jacking establishment
S1.1 |  | a) Fixed charges | Sum | 1
S1.2 |  | b) Time-related charges for jacking operations | Week | 1
S2 |  | Excavation and backfilling
S2.1 | 8.2.4 | Excavate for pipes at the jacking face (including removal and
disposal of surplus excavated material within a 0,5 km radius
of the working area) in material that is:
S2.1.1 |  | a) Soft cohesive soil | m³ | 1
S2.1.2 |  | b) Non-cohesive sand | m³ | 1
S2.1.3 |  | c) Hard pickable soil | m³ | 1
S2.1.4 |  | d) Cobbles and boulders larger than 150 mm but not larger | m³ | 1
than 500mm
S2.1.5 |  | e) Very hard material occurring in bulk requiring extraordinary | m³ | 1
techniques for breaking, or boulders larger than 501mm
S2.1.6 |  | f) A mixture of two or more of (a) - (e) above | m³ | 1
S2.1.7 | 8.2.4 | Overhaul in excess of the 0,5 km freehaul distance, extra-over | m³.km | 1
items S2 for disposal of surplus excavation
S3 | 8.2.2 | Supply of pipes to be jacked
S3.1 |  | 900 mm dia. SC Type, designation 100D in one crossing | m | 1
S3.2 |  | 1 050 mm dia. SC Type, designation 100D in two crossings, each | m | 1
approximately 155 m in length
S4 | 8.2.3 | Jacking of pipes into their final positions
S4.1 |  | 900 mm dia. SC Type, designation 100D at one crossing | m | 1
S4.2 |  | 1 050 mm dia. SC Type, designation 100D at two crossings | m | 1
S4.3 | 8.2.5 | Extra-over Items S4 for unforseen rock or boulders | m | 1
S5 | 8.2.9 | Stabilization of unstable areas, where ordered
S5.1 |  | a) Provide equipment and remove on completion | Sum | 1
S5.2 |  | b) Operate equipment | Days | 1
S5.3 |  | c) Materials | m³ | 1
S6 | 8.2.9 | Grouting: Injection of cement/sand grout, mix ration as ordered
S6.1 |  | a) Provide equipment and remove on completion | Sum | 1
S6.2 |  | b) Operate equipment | Days | 1
TOTAL CARRIED FORWARD
TOTAL BROUGHT FORWARD
| SANS 1200LG | SECTION S: PIPE JACKING AT CROSSING (Cont)
S6.3 |  | c) Materials | m³ | 1
S6.4 | 8.2.10 | Standing time for pipe jacking gang complete with equipment | hours | 1
(where approved)
Alternative to items above
S6.5 | 8.2.6 | Supply and install by the pipe jacking method, SC Type,
designation 100D concrete sleevepipes including all excavation
of spoil displaced and depositing of spoil at thrust pit top
S6.5.1 |  | 200 mm diam. | m | 1
S6.5.2 |  | 250 mm diam. | m | 1
S6.5.3 |  | 315 mm diam. | m | 1
S6.5.4 |  | 400 mm diam. | m | 1
S6.5.5 |  | 525 mm diam. | m | 1
S6.5.6 |  | 600 mm diam. | m | 1
S6.5.7 | 8.2.7 | Extra-over Items above for lengths greater than 50 m | m | 1
S6.6 | 8.2.8 | Excavation in rock using pneumatic tools or other techniques, | m³ | 1
where blasting not permitted
S6.7 | 8.2.8 | Excavation in rock using explosives, where permitted | m³ | 1
TOTAL CARRIED FORWARD TO SUMMARY | [8 empty] | 0

## Schedule - I (hidden)
BUFFALO CITY METROPOLITAN MUNICIPALITY
CONTRACT NO: BCMM/DES/WAT/CE471/3/2022 - FRAMEWORK AGREEMENTS FOR AD HOC MAINTENANCE AND BETTERMENT WORKS TO VARIOUS MUNICIPAL WATER INFRASTRUCTURE IN THE AREAS OF THE BUFFALO CITY METROPOLITAN MUNICIPALITY (3 APPOINTMENTS FOR 3 AREAS) | [7 empty] | Ratio for Quantities | 35.53%
INLAND
ITEM NO | PAYMENT CLAUSE | DESCRIPTION | UNIT | QTY | RATE | AMOUNT |  | 2017 Rate | ESTIMATED RATE | ESTIMATED AMOUNT
| SANS 1200 A | SECTION A: GENERAL
| PSA | GENERAL
A1 | PSA8 | MEASUREMENT AND PAYMENT
| PSA8.4.3 | All P&G's will be charged based on the assignment values. The following brackets will apply for the assignment values:
A.1.1.1 |  | a) R 0 - R 500 000 | % | 500000 |  |  |  | 500000 | 20% | 100000
A.1.1.2 |  | b) R 500 001 - R 1 000 000 | % | 1000000 |  |  |  | 1000000 | 15% | 150000
A.1.1.3 |  | c) R 1 000 001 - R 1 500 000 | % | 1500000 |  |  |  | 1500000 | 13% | 195000
A.1.1.4 |  | d) R 1 500 001 and above | % | 2000000 |  |  |  | 2000000 | 12% | 240000
A2 | PSA 8.4.5 | Provision of Security Personnel (Engineer to approve when necessary). Copy of invoice to be submitted with payment certificate. | Sum/day | 18 |  |  | 18 | 924 | 1000 | 18000
A4 | 8.7 | Dayworks:
Personnel:
A4.1 |  | Labour | Hr | 356 |  |  | 356 | 55 | 75 | 26700
A4.2 |  | Semi-skilled | Hr | 178 |  |  | 178 | 65 | 82 | 14596
A4.3 |  | Foreman | Hr | 36 |  |  | 36 | 150 | 200 | 7200
A4.4 |  | Artisans | Hr | 72 |  |  | 72 | 110 | 150 | 10800
A4.5 |  | Survey assistant | Hr | 11 |  |  | 11 | 100 | 150 | 1650
Plant:
A4.6 |  | Air compressor 4m3/min, complete with drills, jack hammers etc. | Hr | 18 |  |  | 18 | 350 | 460 | 8280
A4.7 |  | Pump including all necessary hoses (50 mm dia) | Hr | 18 |  |  | 18 | 200 | 260 | 4680
A4.8 |  | Truck (3-5t) with operator | Hr | 18 |  |  | 18 | 400 | 520 | 9360
A4.9 |  | Truck (6-10t) with operator | Hr | 18 |  |  | 18 | 550 | 715 | 12870
A4.10 |  | Concrete Mixer 0.5 m3 | Hr | 18 |  |  | 18 | 50 | 65 | 1170
A4.11 |  | Vibrating Roller (BM 60) compactor, 0.6m wide | Hr | 18 |  |  | 18 | 150 | 195 | 3510
A4.12 |  | Front End Loader rubber tyre | Hr | 18 |  |  | 18 | 450 | 585 | 10530
A4.13 |  | Back actor with operator, 0.3m3 | Hr | 18 |  |  | 18 | 600 | 780 | 14040
A4.14 |  | Excavator 20 t | Hr | 18 |  |  | 18 | 750 | 975 | 17550
A4.15 |  | Excavator 30 t | Hr | 18 |  |  | 18 | 750 | 975 | 17550
A4.16 |  | Wheel excavator 20 t | Hr | 18 |  |  | 18 | 500 | 650 | 11700
A4.17 |  | Loadbed | Ea | 18 |  |  | 18 | 2000 | 2600 | 46800
TOTAL CARRIED FORWARD
TOTAL BROUGHT FORWARD
| SANS 1200 A | SECTION A: GENERAL (continued)
A4.18 |  | Water tanker 10 kl potable water | Hr | 18 |  |  | 18 | 650 | 845 | 15210
A4.19 |  | Dozer (D5 or equivalent) | Hr | 18 |  |  | 18 | 900 | 1170 | 21060
A4.20 |  | Crane Truck 5t | Hr | 18 |  |  | 18 | 650 | 845 | 15210
A4.21 |  | Roller 6-10 t | Hr | 18 |  |  | 18 | 400 | 520 | 9360
A4.22 |  | Roller 2-5 t | Hr | 18 |  |  | 18 | 200 | 260 | 4680
A4.23 |  | Water cart, 500L | Day | 18 |  |  | 18 | 200 | 260 | 4680
A4.24 |  | LDV 1 t | Day | 18 |  |  | 18 | 250 | 325 | 5850
A4.25 |  | High pressure jetting machine (50mm -500kPa) | Day | 11 |  |  | 11 | 550 | 715 | 7865
A4.26 |  | 50 mm dia water pump for dewatering | Day | 11 |  |  | 11 | 380 | 494 | 5434
A4.27 |  | 100 mm dia water pump for dewatering | Day | 14 |  |  | 14 |  | 600 | 8400
A4.28 |  | 100 mm dia water pump for dewatering | Day | 11 |  |  | 11 | 600 | 780 | 8580
A4.29 |  | 150 mm dia water pump for dewatering | Day | 11 |  |  | 11 | 1800 | 2340 | 25740
A4.30 |  | Petrol pipe cutter | Day | 11 |  |  | 11 | 550 | 720 | 7920
| C3.1.5.5 | Transport and Travel:
A4.31 |  | 5 Ton Truck | km | 72 |  |  | 72 | 22 | 30 | 2160
A4.32 |  | 3 Ton Truck | km | 107 |  |  | 107 | 20 | 30 | 3210
A4.33 |  | 1 Ton LDV | km | 1066 |  |  | 1066 | 7 | 10 | 10660
| 8.7 | Material:
A4.34 |  | Cement | Bags | 18 |  |  | 18 | 120 | 160 | 2880
A4.35 |  | Building Sand | m³ | 18 |  |  | 18 | 250 | 330 | 5940
A4.36 |  | Crushed Stone (19mm) | m³ | 36 |  |  | 36 | 450 | 585 | 21060
A4.37 |  | Bricks (ROK) | 1000 | 8 |  |  | 8 | 4000 | 5200 | 41600
A4.38 |  | Geotextile: Type A2 | m² | 8 |  |  | 8 | 20 | 30 | 240
A4.39 |  | For material not available from BCMM stores: Purchase items at cost and transport to site. All items to be approved by Engineer. | PC Sum | 1 |  | 1500000 | 1 |  | 1500000 | 1500000
A4.40 |  | Mark-up on Item A4.38 | % |  |  |  | 1 | 10% | 10% | 150000
TOTAL CARRIED FORWARD
TOTAL BROUGHT FORWARD
| SANS 1200 A | SECTION A: GENERAL (continued)
A5 | PSA 8.9 | Health and Safety:
A5.1 |  | Contractor's initial obligation in respect to the Occupational Health and Safety Act and Construction Regulations, including the preparation and maintaining/closing out of a Health and Safety Plan. The payment will be based on the assignment values as follows: | Sum
A.5.1.1 |  | a) R 0 - R 500 000 | % | 500000 |  |  | 177643 | 500000 | 5% | 25000
A.5.1.2 |  | b) R 500 001 - R 1 000 000 | % | 1000000 |  |  | 355285 | 1000000 | 4% | 40000
A.5.1.3 |  | c) R 1 000 001 - R 1 500 000 | % | 1500000 |  |  | 532927 | 1500000 | 4% | 60000
A.5.1.4 |  | d) R 1 500 001 and above | % | 2000000 |  |  | 710570 | 2000000 | 3% | 60000
A6 |  | Miscellaneous:
A6.1 | C3.1.3 | Provisional sum to be used only on the authority of the Employer: Hire of specialist service provider for the repairs to pre-stressed concrete pipes of large diameter. | Prov Sum | 1 |  | 250000 | 1 |  | 250000 | 250000
A6.2 |  | Training: Provide training to 15 selected ward community members on water services basics | Day | 4 |  |  | 4 | 750 | 975 | 3900
A6.3 |  | Training: Provide training to 15 selected municipal staff on construction procedures & methods | Day | 4 |  |  | 4 | 750 | 975 | 3900
A6.4 | C3.1.3 | Prepare reports, monthly work summary & presentation for monthly progress meetings. | Month | 36 |  |  | 13 | 500 | 650 | 23400
A6.5 | C3.3.1 | Submit monthly labour forms on standard EPWP template | Month | 36 |  |  | 13 | 500 | 650 | 23400
A7 |  | Training:
A7.1 | PDG7 | Provide 2 plumbing artisans for training on pressure reducing valve operation for 2 day-course | Prov Sum | 1 |  | 30000 | 1 |  | 30000 | 30000
TOTAL CARRIED FORWARD TO SUMMARY | [9 empty] | 3319325
| SANS 1200 C | SECTION B: SITE CLEARANCE
CLEAR SITE
B1 | 8.2.1 | Clear and Grub | m² | 178 |  |  | 178 | 7 | 10 | 1780
B1.2 | 8.2.10 | Remove Topsoil to Nominal Depth of 150mm and Stockpile | m³ | 54 |  |  | 54 | 50 | 65 | 3510
B2 | PSC 8.2.11 | Removal of Man-Made Surfaces
B2.1 |  | a) Roadway, Asphalt and Other Layers
B2.1.1 |  | i) Asphalt (≤ 50mm thick) and Including Base, Sub-Base and Subgrades Layers up to 800mm Deep | m² | 36 |  |  | 36 | 84 | 110 | 3960
B2.1.2 |  | ii) Asphalt (> 50mm ≤ 100mm thick) and Including Base, Sub-Base and Subgrades Layers up to 800mm Deep | m² | 36 |  |  | 36 | 89 | 120 | 4320
B2.2 |  | b) Footways and Driveways
B2.2.1 |  | i) Asphalt ≤ 50mm thickness | m² | 36 |  |  | 36 | 28 | 40 | 1440
B2.1.2 |  | ii) Asphalt > 50 ≤ 100mm thickness | m² | 36 |  |  | 36 | 32 | 45 | 1620
B2.1.3 |  | iii) Interlocking Concrete Segmental Paving Blocks (All Colours) | m² | 36 |  |  | 36 | 43 | 55 | 1980
B2.1.4 |  | iv) Concrete Slabs (450 x 450mm) | m² | 36 |  |  | 36 | 39 | 50 | 1800
B2.1.5 |  | v) Brick Paving | m² | 36 |  |  | 36 | 45 | 60 | 2160
B2.1.6 |  | vi) Unreinforced Concrete ≤ 75mm Thick | m² | 36 |  |  | 36 | 61 | 80 | 2880
B2.1.7 |  | vii) Unreinforced Concrete ≤ 150mm Thick | m² | 36 |  |  | 36 | 123 | 160 | 5760
B2.1.8 |  | viii) Reinforced Concrete ≤ 75mm Thick | m² | 36 |  |  | 36 | 95 | 125 | 4500
B2.1.9 |  | ix) Grassing | m² | 36 |  |  | 36 | 17 | 22 | 792
B2.1.10 |  | x) Kerbing (All Types of Kerbing) | m | 54 |  |  | 54 | 67 | 90 | 4860
B2.1.11 |  | xi) Saw Cutting of Concrete and Asphalt | m | 36 |  |  | 36 | 50 | 65 | 2340
B2.1.12 |  | xii) Remove and grub trees up to 300mm dia | No. | 4 |  |  | 4 | 1341 | 1750 | 7000
B2.1.13 |  | xii) Remove and grub trees up to 1 000mm dia | No. | 2 |  |  | 2 | 2794 | 3650 | 7300
TOTAL CARRIED FORWARD TO SUMMARY | [9 empty] | 58002
SECTION C: BACKFILLING AND RE-INSTATEMENT OF MAN-MADE SURFACES
C1 | PSDB 3.6 | Backfilling and Re-Instatement of Roads
C1.1 |  | Construct Base Course with material form commercial sources (to the Engineer's approval) 150mm thick G2 compacted to 100% MOD AASHTO (dense-graded crushed stone, PI < 6, maximum size 37.5 mm) | m³ | 18 |  |  | 18 | 533 | 700 | 12600
C1.2 |  | Construct Base Course with material form commercial sources (to the Engineer's approval) 150mm thick G5 compacted to 95% modified AASHTO maximum density (maximum size 63 mm or 2/3 of layer thickness PI < 10, minimum CBR 45%) | m³ | 18 |  |  | 18 | 415 | 550 | 9900
C1.3 |  | 150mm Selected Subgrade G7 material compacted to minimum of 93% modified AASHTO maximum density | m³ | 18 |  |  | 18 | 387 | 550 | 9900
C2 | 8.3.6.1 | Backfilling of Trenches using Trenchfill | m³ | 36 |  |  | 36 | 2352 | 3200 | 115200
C3 | PSDB 8 | Asphalt Surfacing
C3.1 |  | Tack coat using 30% cationic emulsion | m² | 72 |  |  | 72 | 24 | 3200 | 230400
C3.2 |  | Hot asphalt type IVA (min thickness 25 mm) | m² | 72 |  |  | 72 | 172 | 250 | 18000
C4 |  | Backfilling and Re-Instatement of Footways
C5 | PSDB 8.3.6 | Using Removed Materials:
C5.1 |  | Interlocking concrete segmental paving blocks (all colours) | m² | 43 |  |  | 43 | 53 | 70 | 3010
C5.2 |  | Concrete slabs (450 x 450mm) | m² | 36 |  |  | 36 | 53 | 70 | 2520
C5.3 |  | Brick paving | m² | 36 |  |  | 36 | 53 | 70 | 2520
C5.4 |  | Grassing | m² | 36 |  |  | 36 | 22 | 30 | 1080
C5.5 |  | Kerbing (all types of kerbing) | m | 72 |  |  | 72 | 48 | 65 | 4680
C6 |  | Using New Supplied Materials:
Interlocking concrete segmental paving blocks, Including a 20mm sand bedding layer, jointing sand (plaster sand) and mortar infill between edge restraint and blocks
C6.1 |  | 1) Grey blocks | m² | 72 |  |  | 72 | 205 | 270 | 19440
C6.2 |  | 2) Coloured blocks | m² | 43 |  |  | 43 | 226 | 300 | 12900
C6.3 |  | Concrete slabs (450 x 450mm) including a 20mm sand bedding layer and jointing mortar | m² | 36 |  |  | 36 | 275 | 360 | 12960
C6.4 |  | Brick paving including a 20mm river sand bedding | m² | 36 |  |  | 36 | 199 | 260 | 9360
TOTALCARRIED FORWARD
TOTAL BROUGHT FORWARD
SECTION C: BACKFILLING AND RE-INSTATEMENT OF MAN-MADE SURFACES (continued)
C6.5 |  | Unreinforced Concrete ≤ 75mm Thick (15MPa) | m² | 54 |  |  | 54 | 161 | 215 | 11610
C6.6 |  | Unreinforced Concrete ≤ 150mm Thick (15MPa) | m² | 54 |  |  | 54 | 269 | 350 | 18900
C6.7 |  | Reinforced Concrete ≤ 75mm Thick (15MPa) | m² | 54 |  |  | 54 | 215 | 280 | 15120
C6.8 |  | Grassing | m² | 54 |  |  | 54 | 43 | 56 | 3024
C7 | PSMK | Kerbing, Including a 50mm bedding (cement and premix sand), jointing mortar and 15MPa concrete haunching at all Joints:
C7.1 |  | 1) Figure 1 | m | 72 |  |  | 72 | 217 | 280 | 20160
C7.2 |  | 2) Figure 7 | m | 36 |  |  | 36 | 275 | 360 | 12960
C7.3 |  | 3) Figure 8 | m | 36 |  |  | 36 | 253 | 330 | 11880
C7.4 |  | 4) Figure 12 | m | 36 |  |  | 36 | 135 | 175 | 6300
C8 |  | Removal and disposal of surplus material to designated waste disposal site | m³ | 72 |  |  | 72 | 103 | 140 | 10080
C9 |  | Topsoiling:
C9.1 |  | 150 mm thick from stockpile or other sources on site | m² | 18 |  |  | 18 | 51 | 70 | 1260
C9.2 |  | Procuring topsoil from commercial sources (to the Engineer's approval), loading, transporting, stockpiling and maintaining topsoil on site | m³ | 18 |  |  | 18 | 503 | 660 | 11880
TOTAL CARRIED FORWARD TO SUMMARY | [9 empty] | 587644
| 8.3.2 | SECTION D: EXCAVATION
D1 | PSDB | EARTHWORKS
| 8.3.2(a) C3.1.5 | Excavate in all materials for trenches, select,backfill, compact and dispose of surplus material, barricading, traffic diversion, for all pipe diameters for the following depths:
D1.1 |  | Up to a depth of 1m | m³ | 36 |  |  | 36 | 102 | 135 | 4860
D1.2 |  | Up to a depth of 2m | m³ | 107 |  |  | 107 | 107 | 140 | 14980
D1.3 |  | Up to a depth of 3m | m³ | 285 |  |  | 285 | 107 | 140 | 39900
D1.4 |  | Up to a depth of 4m | m³ | 72 |  |  | 72 | 113 | 160 | 11520
D1.5 |  | Up to a depth of 5m | m³ | 36 |  |  | 36 | 145 | 190 | 6840
D1.6 |  | Up to a depth of 6m | m³ | 36 |  |  | 36 | 172 | 230 | 8280
D1.7 |  | Depths greater than 6m | m³ | 29 |  |  | 29 | 215 | 290 | 8410
D1.8 | 8.3.2(b) | Extra over items 8.3.2 for excavation in hard rock | m³ | 8 |  |  | 8 | 726 | 1000 | 8000
D2 | PSDB | Provide shoring where required by the Engineer | m² | 18 |  |  | 18 | 247 | 330 | 5940
8.3.4
D3 |  | Excavate in all materials for trenches, backfill, compact and dispose of surplus/unsuitable material and make tidy for:
Trenches for pipes 22 to 63 mm dia. For depths:
Over and Up to:
D3.1 |  | 0.3m 0.6m | m | 89 |  |  | 89 | 48 | 65 | 5785
D3.2 |  | 0.6m 1.0m | m | 72 |  |  | 72 | 53 | 70 | 5040
D3.3 |  | Around water meters | No | 143 |  |  | 143 | 39 | 50 | 7150
D4 |  | Excavate in all materials for valves and hydrants, backfill, compact and dispose of surplus/unsuitable material and make tidy for:
D4.1 |  | Up to a depth of 1m | m³ | 36 |  |  | 36 | 118 | 155 | 5580
D4.2 |  | Up to a depth of 2m | m³ | 36 |  |  | 36 | 118 | 155 | 5580
D5 | PSDK8.2.4 | Supply and install A2 grade Geotextile | m² | 107 |  |  | 107 | 22 | 30 | 3210
TOTAL CARRIED FORWARD TO SUMMARY | [9 empty] | 141075
| SANS 1200 LB | SECTION E: BEDDING (PIPES)
E1 | 8.2.2.3 | Provision of bedding material compacted to 93% Mod AASHTO density (100% for sand) from commercial sources
E1.1 |  | Selected granular material | m³ | 143 |  |  | 143 | 258 | 350 | 50050
E1.2 |  | Selected fill material | m³ | 285 |  |  | 285 | 258 | 350 | 99750
E2 | 8.2.4 | Encasing of pipes with grade 20/13 MPa concrete | m³ | 18 |  |  | 18 | 1840 | 2400 | 43200
E3 | 8.2.2.3 | Bedding for wet conditions below pipe (13 mm graded stone) | m³ | 32 |  |  | 32 | 559 | 750 | 24000
TOTAL CARRIED FORWARD TO SUMMARY | [9 empty] | 217000
SECTION F: REPAIRS TO WATER MAINS
F1 | C3.4.6 | Repairs to various pipes of the following sizes (rates are to include for collecting material: all pipes, valves, hydrants, valve and hydrant boxes and lids, couplings, bends, T-pieces from Municipal Depot, isolation of mains, excavation in all materials for trenches, dewatering of trench, repair to mains, backfilling, compact and dispose of surplus material) :
F1.1 |  | 25mm HDPE pipe up to 1.5m depth | No | 11 |  |  | 11 | 673 | 900 | 9900
F1.2 |  | 25mm HDPE pipe up to 2.5m depth | No | 11 |  |  | 11 | 673 | 900 | 9900
F1.3 |  | 50mm HDPE pipe up to 1.5m depth | No | 11 |  |  | 11 | 684 | 900 | 9900
F1.4 |  | 50mm HDPE pipe up to 2.5m depth | No | 11 |  |  | 11 | 684 | 900 | 9900
F1.5 |  | 63mm HDPE pipe up to 1.5m depth | No | 18 |  |  | 18 | 683 | 900 | 16200
F1.6 |  | 63mm HDPE pipe up to 2.5m depth | No | 22 |  |  | 22 | 683 | 900 | 19800
F1.7 |  | 63mm HDPE pipe up to 1.5m depth | No | 43 |  |  | 43 | 683 | 900 | 38700
Repairs to various pipes of the following sizes (rates are to include for collecting material from Municipal Depot, isolation of mains, dewatering of trench, repair to mains, backfilling, compact and dispose of surplus material) :
F1.8 |  | 75mm uPVC pipe up to 2.5m depth | No | 64 |  |  | 64 | 689 | 900 | 57600
F1.9 |  | 100-110mm uPVC pipe up to 1.5m depth | No | 18 |  |  | 18 | 694 | 900 | 16200
F1.10 |  | 100-110mm uPVC pipe up to 2.5m depth | No | 18 |  |  | 18 | 694 | 900 | 16200
F1.11 |  | 150-160mm pipe up to 1.5m depth | No | 22 |  |  | 22 | 802 | 1050 | 23100
F1.12 |  | 150-160mm pipe up to 2.5m depth | No | 15 |  |  | 15 | 802 | 1050 | 15750
F1.13 |  | 200mm pipe up to 1.5m depth | No | 6 |  |  | 6 | 1416 | 1900 | 11400
F1.14 |  | 200mm pipe up to 2.5m depth | No | 8 |  |  | 8 | 1416 | 1900 | 15200
F1.15 |  | 315mm pipe up to 1.5m depth | No | 8 |  |  | 8 | 2276 | 3000 | 24000
F1.16 |  | 315mm pipe up to 2.5m depth | No | 6 |  |  | 6 | 2276 | 3000 | 18000
F1.17 |  | 350-375mm pipe up to 1.5m depth | No | 6 |  |  | 6 | 3368 | 4400 | 26400
F1.18 |  | 350-375mm pipe up to 2.5m depth | No | 6 |  |  | 6 | 3368 | 4400 | 26400
F1.19 |  | 450mm pipe up to 1.5m depth | No | 4 |  |  | 4 | 4466 | 5850 | 23400
F1.20 |  | 450mm pipe up to 2.5m depth | No | 6 |  |  | 6 | 4466 | 5850 | 35100
TOTAL CARRIED FORWARD
TOTAL BROUGHT FORWARD
SECTION F: REPAIRS TO WATER MAINS (continued)
F1.21 |  | 500mm pipe up to 1.5m depth | No | 4 |  |  | 4 | 4842 | 6300 | 25200
F1.22 |  | 500mm pipe up to 2.5m depth | No | 6 |  |  | 6 | 4842 | 6300 | 37800
Repairs to various large dia. pipes of 12 m of the following sizes (rates are to include for collecting material from Municipal Depot, isolation of mains, dewatering of trench, repair to mains, backfilling, compact and dispose of surplus material) :
F1.23 |  | 600mm pipe up to 1.5m depth | No | 4 |  |  | 4 | 9054 | 11800 | 47200
F1.24 |  | 600mm pipe up to 2.5m depth | No | 4 |  |  | 4 | 9054 | 11800 | 47200
F1.25 |  | 700mm pipe up to 1.5m depth | No | 4 |  |  | 4 | 9610 | 12500 | 50000
F1.26 |  | 700mm pipe up to 2.5m depth | No | 2 |  |  | 2 | 9610 | 12500 | 25000
F1.27 |  | 800mm pipe up to 1.5m depth | No | 2 |  |  | 2 | 9722 | 12650 | 25300
F1.28 |  | 800mm pipe up to 2.5m depth | No | 2 |  |  | 2 | 9722 | 12650 | 25300
F1.29 |  | 1000mm pipe up to 2.5m depth | No | 2 |  |  | 2 | 11174 | 14500 | 29000
F1.30 |  | 1200mm pipe up to 2.5m depth | No | 2 |  |  | 2 | 11297 | 14750 | 29500
F1.31 |  | 1200mm pipe up to 3.0m depth | No | 2 |  |  | 2 | 11297 | 14750 | 29500
F1.32 |  | 1500mm pipe up to 1.5m depth | No | 2 |  |  | 2 | 12292 | 16000 | 32000
F1.33 |  | 1500mm pipe up to 2.5m depth | No | 2 |  |  | 2 | 12292 | 16000 | 32000
F1.34 |  | 1500mm pipe up to 3.5m depth | No | 2 |  |  | 2 | 12292 | 16000 | 32000
F.2 |  | Repairs and or replacement of fire hydrants:
F2.1 |  | Isolate, remove and replace fire hydrants with below ground London thread screwed connection | No | 11 |  |  | 11 | 1022 | 1350 | 14850
F2.2 |  | Isolate, remove and replace hydrants extension pipe | No | 4 |  |  | 4 | 839 | 1100 | 4400
F2.3 |  | Repack hydrant gland packing | No | 4 |  |  | 4 | 376 | 500 | 2000
F3 |  | Repairs to domestic water installations for labour as follows:
F3.1 |  | Install 15 mm dia. PVC taps | No | 72 |  |  | 72 | 118 | 160 | 11520
F3.2 |  | Replace 15 mm dia. Stopcocks | No | 72 |  |  | 72 | 118 | 160 | 11520
F3.3 |  | Replace 15 mm dia. Elbows | No | 72 |  |  | 72 | 118 | 160 | 11520
F3.4 |  | Install 15 mm dia. Straight coupling | No | 72 |  |  | 72 | 118 | 160 | 11520
F3.5 |  | Install 15 mm dia. Ball valves | No | 72 |  |  | 72 | 118 | 160 | 11520
TOTAL CARRIED FORWARD
TOTAL BROUGHT FORWARD
SECTION F: REPAIRS TO WATER MAINS (continued)
F3.6 |  | Install 22/15 mm dia. Reducers | No | 36 |  |  | 36 | 118 | 160 | 5760
F3.7 |  | Replace 15 mm dia. Pipe above ground | m | 36 |  |  | 36 | 118 | 160 | 5760
Isolate, remove and replace air valves complete with concrete bedding of the following sizes:
F3.8 |  | 25mm to 63mm | No | 6 |  |  | 6 | 452 | 590 | 3540
F3.9 |  | 75mm to 150mm | No | 18 |  |  | 18 | 506 | 660 | 11880
F3.10 |  | 200mm to 450mm | No | 11 |  |  | 11 | 591 | 770 | 8470
F3.11 |  | 500mm to 800mm | No | 2 |  |  | 2 | 1900 | 2470 | 4940
F4 |  | Replace valve gland packing to valves of all sizes | No | 18 |  |  | 18 | 392 | 510 | 9180
F5 |  | Replace - valve / fire hydrant markers | No | 72 |  |  | 72 | 376 | 500 | 36000
F6 |  | Paint newly installed and old valve and hydrant markers as directed on site. | No | 72 |  |  | 72 | 124 | 180 | 12960
F7 |  | Locate valve and hydrant chambers, inspect, clean and dispose of rubble and refuse. Install new chamber cover, if required. | No | 143 |  |  | 143 | 237 | 310 | 44330
F8 |  | Repair meter leak by replacement/adjustment of washer or gland on stopcock | No | 18 |  |  | 18 | 205 | 270 | 4860
F9 |  | Inspect leak at meter, report to Engineer for forwarding to others | No | 72 |  |  | 72 | 161 | 210 | 15120
F10 |  | Replace T-piece for split connection before meter | No | 18 |  |  | 18 | 221 | 290 | 5220
F11 |  | Replace distance piece of piping at meter (up to 1 m length), inclusive of coupling | No | 18 |  |  | 18 | 221 | 290 | 5220
F12 |  | Water meters: Rate to include transport, labour, supervision, recording MIA details, MRA details (when applicable)
F12.1 |  | Replace domestic water meters supplied by municipality | No | 178 |  |  | 178 | 269 | 350 | 62300
F12.2 |  | Install new domestic water meters supplied by municipality | No | 178 |  |  | 178 | 484 | 630 | 112140
F13 |  | Directional Drilling and pulling leadings under paved surfaces for the following pipe sizes (PE 80) excavation for launchpits measured elsewhere | PC Sum | 1 |  | 500000 | 1 |  | 500000 | 500000
TOTAL CARRIED FORWARD TO SUMMARY | [9 empty] | 1816580
| C3.4.27 | SECTION G: WATER MAINS EXTENSIONS
| 1200 DB | EARTHWORKS (PIPE TRENCHES)
Excavate in all materials for trenches, backfill compact and dispose of surplus material within the freehaul distance of 1 km, for the following trench widths and depths:
G1 |  | Trenches 500 mm wide for pipes up to 50 mm diam.:
G1.1 |  | Depth up to 1m | m | 72 |  |  | 72 | 81 | 105 | 7560
G1.2 |  | Depth over 1m up to 2m | m | 72 |  |  | 72 | 150 | 200 | 14400
G2 |  | Trenches 900 mm wide for pipes greater than 50 mm diameter up to and including 315 mm diameter
G2.1 |  | Depth up to 1 m | m | 54 |  |  | 54 | 86 | 115 | 6210
G2.2 |  | Depth over 1m up to 2m | m | 54 |  |  | 54 | 157 | 210 | 11340
G2.3 |  | Extra-over items G1.1 to G2.2 for hard rock | m³ | 6 |  |  | 6 | 726 | 950 | 5700
G2.4 |  | Excavate and dispose of unstuitable material from trench bottom | m³ | 18 |  |  | 18 | 129 | 170 | 3060
G2.5 |  | Extra-over items G1.1 to G2.2 for hand excavation | m³ | 8 |  |  | 8 | 258 | 350 | 2800
G2.6 |  | Extra-over items G1.1 to G2.2 for overhaul, in excess of freehaul distance of 1 km | m³km | 1 |  |  | 1 | 39 | 55 | 55
Excavation Ancillaries
G3 |  | Make up deficiency in backfill material, by importation from commercial sources selected by Contractor | m³ | 22 |  |  | 22 | 375 | 500 | 11000
| 1200 LB | BEDDING (PIPES)
G4 |  | Supply only of imported bedding
G4.1 |  | Selected granular material | m³ | 18 |  |  | 18 | 258 | 350 | 6300
G4.2 |  | Selected fill material | m³ | 18 |  |  | 18 | 258 | 350 | 6300
| 1200 L | MEDIUM PRESSURE PIPELINES
G5 |  | Supply, lay, bed and test pipes complete with couplings: (a) uPVC Class 9 Pipes, to SABS 966-1:
G5.1 |  | 63 mm dia. | m | 72 |  |  | 72 | 62 | 120 | 8640
G5.2 |  | 75 mm dia. | m | 72 |  |  | 72 | 73 | 150 | 10800
G5.3 |  | 90 mm dia. | m | 18 |  |  | 18 | 90 | 160 | 2880
G5.4 |  | 110 mm dia. | m | 107 |  |  | 107 | 102 | 180 | 19260
G5.5 |  | 160 mm dia. | m | 72 |  |  | 72 | 212 | 350 | 25200
TOTAL CARRIED FORWARD
TOTAL BROUGHT FORWARD
SECTION G: WATER MAINS EXTENSIONS (Continued)
G5.6 |  | 200 mm dia. | m | 54 |  |  | 54 | 296 | 500 | 27000
G5.7 |  | 250 mm dia. | m | 36 |  |  | 36 | 435 | 750 | 27000
G5.8 |  | 315 mm dia. | m | 22 |  |  | 22 | 659 | 1200 | 26400
G5.9 |  | 355 mm dia. | m | 22 |  |  | 22 | 853 | 1500 | 33000
G5.10 |  | 400 mm dia. | m | 11 |  |  | 11 | 1106 | 2000 | 22000
G5.11 |  | 450 mm dia. | m | 11 |  |  | 11 | 1396 | 2300 | 25300
G5.12 |  | 500 mm dia. | m | 9 |  |  | 9 | 1775 | 3000 | 27000
G5.13 |  | 560 mm dia | m | 5 |  |  | 5 | 3011 | 5000 | 25000
G5.14 |  | 630 mm dia. | m | 5 |  |  | 5 | 3787 | 6000 | 30000
(b) uPVC Class 12 Pipes, to SABS 966-1:
G5.15 |  | 50 mm diam. | m | 54 |  |  | 54 | 55 | 100 | 5400
G5.16 |  | 75 mm diam. | m | 72 |  |  | 72 | 84 | 150 | 10800
G5.17 |  | 90 mm diam. | m | 18 |  |  | 18 | 106 | 170 | 3060
G5.18 |  | 110 mm diam. | m | 107 |  |  | 107 | 128 | 220 | 23540
G5.19 |  | 160 mm diam. | m | 54 |  |  | 54 | 246 | 400 | 21600
G5.20 |  | 200 mm diam. | m | 36 |  |  | 36 | 357 | 600 | 21600
G5.21 |  | 250 mm diam. | m | 11 |  |  | 11 | 536 | 900 | 9900
G5.22 |  | 315 mm diam. | m | 11 |  |  | 11 | 809 | 1300 | 14300
G5.23 |  | 355 mm diam. | m | 9 |  |  | 9 | 1045 | 1800 | 16200
G5.24 |  | 400 mm diam. | m | 9 |  |  | 9 | 1391 | 2400 | 21600
(c) uPVC Class 16 Pipes, to SABS 966-1:
G5.25 |  | 50 mm diam. | m | 72 |  |  | 72 | 62 | 120 | 8640
G5.26 |  | 75 mm diam. | m | 72 |  |  | 72 | 101 | 200 | 14400
G5.27 |  | 90 mm diam. | m | 18 |  |  | 18 | 134 | 220 | 3960
G5.28 |  | 110 mm diam. | m | 72 |  |  | 72 | 174 | 300 | 21600
TOTAL CARRIED FORWARD
BROUGHT FORWARD
SECTION G: WATER MAINS EXTENSIONS (Continued)
G5.29 |  | 160 mm diam. | m | 36 |  |  | 36 | 419 | 700 | 25200
G5.30 |  | 200 mm diam. | m | 22 |  |  | 22 | 620 | 1000 | 22000
G5.31 |  | 250 mm diam. | m | 11 |  |  | 11 | 972 | 1600 | 17600
G5.32 |  | 315 mm diam. | m | 9 |  |  | 9 | 1523 | 2600 | 23400
G5.33 |  | 355 mm diam. | m | 5 |  |  | 5 | 2402 | 4000 | 20000
G5.34 |  | 400 mm diam. | m | 5 |  |  | 5 | 2949 | 4800 | 24000
(d) HDPE Type PE 100 Class PN10 pipes
G5.35 |  | 63 mm diam. | m | 18 |  |  | 18 | 78 | 130 | 2340
G5.36 |  | 75 mm diam. | m | 36 |  |  | 36 | 101 | 180 | 6480
G5.37 |  | 90 mm diam. | m | 36 |  |  | 36 | 134 | 220 | 7920
G5.38 |  | 100 mm diam. | m | 54 |  |  | 54 | 179 | 300 | 16200
G5.39 |  | 160 mm diam. | m | 36 |  |  | 36 | 419 | 700 | 25200
G5.40 |  | 200 mm diam. | m | 22 |  |  | 22 | 620 | 1000 | 22000
G5.41 |  | 250 mm diam. | m | 11 |  |  | 11 | 966 | 1600 | 17600
G5.42 |  | 315 mm diam. | m | 9 |  |  | 9 | 1523 | 2500 | 22500
G5.43 |  | 355 mm diam. | m | 9 |  |  | 9 | 2396 | 4000 | 36000
G5.44 |  | 400 mm diam. | m | 5 |  |  | 5 | 2949 | 5000 | 25000
(e) HDPE Type PE100 Class PN16 pipes
G5.45 |  | 63 mm diam. | m | 18 |  |  | 18 | 73 | 120 | 2160
G5.46 |  | 75 mm diam. | m | 36 |  |  | 36 | 101 | 120 | 4320
G5.47 |  | 90 mm diam. | m | 36 |  |  | 36 | 134 | 250 | 9000
G5.48 |  | 110 mm diam. | m | 36 |  |  | 36 | 179 | 300 | 10800
G5.49 |  | 160 mm diam. | m | 36 |  |  | 36 | 414 | 700 | 25200
G5.50 |  | 200 mm diam. | m | 22 |  |  | 22 | 617 | 1000 | 22000
G5.51 |  | 250 mm diam. | m | 9 |  |  | 9 | 966 | 1600 | 14400
G5.52 |  | 315 mm diam. | m | 9 |  |  | 9 | 1519 | 2500 | 22500
TOTAL CARRIED FORWARD
TOTAL BROUGHT FORWARD
SECTION G: WATER MAINS EXTENSIONS (Continued)
G5.53 |  | 355 mm diam. | m | 5 |  |  | 5 | 2396 | 4000 | 20000
G5.54 |  | 400 mm diam. | m | 5 |  |  | 5 | 2949 | 5000 | 25000
(f) Ductile Iron Class PN12 pipes, spigot & socket ends
G5.55 |  | 100 mm diam. | m | 36 |  |  | 36 | 378 | 610 | 21960
G5.56 |  | 150 mm diam. | m | 22 |  |  | 22 | 418 | 700 | 15400
G5.57 |  | 200 mm diam. | m | 22 |  |  | 22 | 676 | 1100 | 24200
G5.58 |  | 250 mm diam. | m | 11 |  |  | 11 | 841 | 1400 | 15400
G5.59 |  | 300 mm diam. | m | 11 |  |  | 11 | 1216 | 2000 | 22000
G5.60 |  | 450 mm diam. | m | 9 |  |  | 9 | 2465 | 4000 | 36000
G5.61 |  | 500 mm diam. | m | 9 |  |  | 9 | 2894 | 4700 | 42300
G5.62 |  | 600 mm diam. | m | 5 |  |  | 5 | 3990 | 6400 | 32000
G5.63 |  | 700 mm diam. | m | 5 |  |  | 5 | 4798 | 7700 | 38500
Lay, bed and test pipes supplied by the Municipality:
(a) uPVC Pipes, to SABS 966-1, HDPE pipes & ductile iron pipes:
G5.64 |  | 50 or 63 mm diam | m | 72 |  |  | 72 | 38 | 100 | 7200
G5.65 |  | 75 mm diam. | m | 72 |  |  | 72 | 39 | 100 | 7200
G5.66 |  | 90 mm diam. | m | 89 |  |  | 89 | 43 | 100 | 8900
G5.67 |  | 100/110 mm diam. | m | 89 |  |  | 89 | 48 | 100 | 8900
G5.68 |  | 150/160 mm diam. | m | 107 |  |  | 107 | 64 | 150 | 16050
G5.69 |  | 200 mm diam | m | 107 |  |  | 107 | 75 | 150 | 16050
G5.70 |  | 250 mm diam. | m | 107 |  |  | 107 | 92 | 200 | 21400
G5.71 |  | 300/315 mm diam. | m | 107 |  |  | 107 | 102 | 200 | 21400
G5.72 |  | 355 mm diam. | m | 54 |  |  | 54 | 124 | 300 | 16200
G5.73 |  | 400 mm diam. | m | 54 |  |  | 54 | 226 | 300 | 16200
G5.74 |  | 450 mm dia. | m | 54 |  |  | 54 | 232 | 350 | 18900
G5.75 |  | 500 mm dia. | m | 54 |  |  | 54 | 279 | 400 | 21600
TOTAL CARRIED FORWARD
TOTAL BROUGHT FORWARD
SECTION G: WATER MAINS EXTENSIONS (Continued)
G5.76 |  | 560 mm dia | m | 22 |  |  | 22 | 339 | 500 | 11000
G5.77 |  | 600/630 mm dia. | m | 22 |  |  | 22 | 360 | 550 | 12100
G5.78 |  | 700 mm dia. | m | 22 |  |  | 22 | 392 | 600 | 13200
G5.79 |  | Extra-over G5.1 to G5.11 for collection, laying & bedding of cast iron specials supplied by the Municipality, incl. short collar joints, bends,elbows etc. for diameters 50 to 400 mm. | No. | 8 |  |  | 8 | 667 | 900 | 7200
Extra-over G5.1 to G5.11 for fixing & bedding valves & hydrants as supplied by the Municipality for the following:
(a) Valves
G5.80 |  | 50 to 90 mm diam. | No. | 4 |  |  | 4 | 280 | 400 | 1600
G5.81 |  | 100 to 160 mm diam. | No. | 8 |  |  | 8 | 409 | 550 | 4400
G5.82 |  | 200 to 350 mm diam. | No. | 8 |  |  | 8 | 920 | 1200 | 9600
G5.83 |  | 400 to 500 mm diam. | No. | 8 |  |  | 8 | 2346 | 3200 | 25600
G5.84 |  | 600 to 800 mm diam. | No. | 4 |  |  | 4 | 3417 | 4500 | 18000
G5.85 |  | (b) Hydrants, incl. Fitting of flanged distance piece | No. | 11 |  |  | 11 | 613 | 800 | 8800
G5.86 |  | Anchor / thrust blocks and pedestals, incl. Formwork | No. | 11 |  |  | 11 | 839 | 1100 | 12100
Supply and install thermoplastic chambers as per BCMM STD Detail PSL 2/1 for :
G5.87 |  | Valve chambers | No. | 18 |  |  | 18 | 355 | 500 | 9000
G5.88 |  | Hydrant chambers | No. | 18 |  |  | 18 | 355 | 500 | 9000
G6 | 1200 LF | ERF CONNECTIONS
Provide erf connections complete, as BCMM standard
(a) 20 mm int. diam polypropylene erf connection of standard length 1,5 m off AC or uPVC pipe, of the following diameters:
G6.1 |  | 50 to 75 mm diam. | No. | 18 |  |  | 18 | 511 | 700 | 12600
G6.2 |  | 90 to 110 mm diam. | No. | 18 |  |  | 18 | 522 | 700 | 12600
G6.3 |  | 150 to 160 mm diam. | No. | 18 |  |  | 18 | 581 | 760 | 13680
G6.4 |  | 200 to 315 mm diam. | No. | 18 |  |  | 18 | 1130 | 1500 | 27000
TOTAL CARRIED FORWARD
TOTAL BROUGHT FORWARD
SECTION G: WATER MAINS EXTENSIONS (continued)
G6.5 |  | Extra-over items G6.1 to G6.4 for additional length of communication pipe | m | 18 |  |  | 18 | 43 | 60 | 1080
(b) 25 mm int. diam polypropylene erf connection of standard length 1,5 m off AC or uPVC pipe, of the following diameters:
G6.6 |  | 50 to 75 mm diam. | No. | 18 |  |  | 18 | 548 | 720 | 12960
G6.7 |  | 90 to 110 mm diam. | No. | 18 |  |  | 18 | 559 | 730 | 13140
G6.8 |  | 150 to 160 mm diam. | No. | 18 |  |  | 18 | 630 | 820 | 14760
G6.9 |  | 200 to 315 diam. | No. | 18 |  |  | 18 | 1219 | 1600 | 28800
G6.10 |  | Extra-over items G6.6 to G6.9 for additional length of communication pipe | m | 18 |  |  | 18 | 70 | 100 | 1800
(c) 25 mm external diam "HDPE" erf connection of standard length 1,5m off AC or uPVC pipe, of the following diameters:
G6.11 |  | 50 to 75 mm diam. | No. | 18 |  |  | 18 | 645 | 850 | 15300
G6.12 |  | 90 to 110 mm diam. | No. | 18 |  |  | 18 | 657 | 860 | 15480
G6.13 |  | 150 to 160 mm diam. | No. | 18 |  |  | 18 | 710 | 950 | 17100
G6.14 |  | 200 to 315 mm diam. | No. | 18 |  |  | 18 | 1232 | 1650 | 29700
G6.15 |  | Extra-over items G6.11 to G6.14 for additional length of communication pipe | m | 18 |  |  | 18 | 76 | 100 | 1800
(d) 32 mm external diam "HDPE" erf connection of standard length 1,5 m off AC or PVC-u pipe, of the following diameters:
G6.16 |  | 50 to 75 mm diam. | No. | 18 |  |  | 18 | 673 | 900 | 16200
G6.17 |  | 90 to 110 mm diam. | No. | 18 |  |  | 18 | 694 | 950 | 17100
G6.18 |  | 150 to 160 mm diam. | No. | 18 |  |  | 18 | 726 | 950 | 17100
G6.19 |  | 200 to 315 mm diam. | No. | 18 |  |  | 18 | 1340 | 1750 | 31500
G6.20 |  | Extra-over items G6.16 to G6.19 for additional length of communication pipe | m | 18 |  |  | 18 | 80 | 110 | 1980
(e) Provide erf connections G6.16 to G6.19 for additional length of communication pipe
G6.21 |  | (i) 25 mm external diam "HDPE" erf connection of standard length 1,5m off 63 mm diam. HDPE pipe: | No. | 18 |  |  | 18 | 92 | 120 | 2160
G6.22 |  | Extra-over item G6.17 for additional length of communication pipe | m | 18 |  |  | 18 | 92 | 120 | 2160
TOTAL CARRIED FORWARD
TOTAL BROUGHT FORWARD
G6.23 |  | (ii) 32 mm external diam "HDPE" erf connection of standard length 1,5m off 63 mm diam. HDPE pipe: | No. | 18 |  |  | 18 | 113 | 150 | 2700
G6.24 |  | Extra-over item G6.19 for additional length of communication pipe | m | 18 |  |  | 18 | 92 | 120 | 2160
Supply and install saddles to pipes, complete as specified:
(a) Saddle with compression fittings and four stainless steel bolts:
G6.25 |  | 110 mm with 40 mm diam. HDPE outlet | No. | 36 |  |  | 36 | 361 | 470 | 16920
G6.26 |  | 110 mm with 32 mm diam. HDPE outlet | No. | 36 |  |  | 36 | 349 | 460 | 16560
G6.27 |  | 90 mm with 32 mm diam. HDPE outlet | No. | 36 |  |  | 36 | 313 | 410 | 14760
G6.28 |  | 63 mm with 32 mm diam. HDPE outlet | No. | 36 |  |  | 36 | 313 | 410 | 14760
(b) Saddle with compression fittings and four stainless steel bolts:
G6.29 |  | 63 mm with 25 mm diam. HDPE outlet | No. | 36 |  |  | 36 | 296 | 390 | 14040
G6.30 |  | 63 mm with 32 mm diam. HDPE outlet | No. | 36 |  |  | 36 | 302 | 400 | 14400
TOTAL CARRIED FORWARD TO SUMMARY | [9 empty] | 2021285
| PDF14 | SECTION H: RESERVOIR CLEANING
(All profit, overheads, management costs to be included in rates or under Preliminary Section)
H1 | PDF14.1 | Establish on Site
H1.1 |  | Establish and Disestablish on Site, including provision of all plant, lighting & equipment. Include removal of waste and making site neat | Site | 8 |  |  | 8 | 1937 | 2600 | 20800
H1.2 |  | Re-establishment on site when ordered to do so. | Site | 4 |  |  | 4 | 1937 | 2600 | 10400
H2 | PDF14.2 | Cleaning Operations
H.2.1 |  | Clean reservoir floors with rubber squeegies | m² | 5330 |  |  | 5330 | 2.69 | 3.497 | 18639.01
H.2.2 |  | Clean reservoir walls up to FSL with jetting machine | m² | 5330 |  |  | 5330 | 2.69 | 3.497 | 18639.01
H.2.3 |  | Clean reservoir columns up to FSL with jetting machine | No | 711 |  |  | 711 | 11 | 15 | 10665
TOTAL CARRIED FORWARD TO SUMMARY | [9 empty] | 79143.02
| C3.4.27 | SECTION I: RESERVOIR REPAIRS
(All profit, overheads, management costs to be included in rates or under Preliminary Section)
I1 |  | Repair Items, including access, scaffolding, ladders, surface preparation and removal of material:
I1.1 |  | Cut concrete roof slab and construct new 600 x 900 mm access manhole with concrete upstand, chequered plate manhole cover with locking U-channel and locks. | No | 2 |  |  | 2 | 3911 | 5100 | 10200
I1.2 |  | Install Combiflex seal to inside of wall/roof joint | m | 4 |  |  | 4 | 503 | 650 | 2600
I1.3 |  | Repair spalling of concrete roof beams with appropriate epoxy repair grout for say 1 m lengths | m | 4 |  |  | 4 | 84 | 110 | 440
I1.4 |  | Repair spalling of concrete walls and columns with appropriate epoxy repair grout for say 1 m lengths | m² | 711 |  |  | 711 | 216 | 285 | 202635
I1.5 |  | Remove old bitumen sealant, clean joints and sandblast floor joints in preparation of new joints. | m | 36 |  |  | 36 | 33 | 45 | 1620
I1.6 |  | Replace wall perimeter joint and joints at column bases with combiflex or similar. | m | 36 |  |  | 36 | 64 | 85 | 3060
I1.7 |  | Install Bermad/Baker 50 mm dia. inlet control valve pipework in sleeves to float valve in reservoir | No | 2 |  |  | 2 | 1221 | 1600 | 3200
I1.8 |  | Install Bermad/Baker 75 mm dia. inlet control valve pipework in sleeves to float valve in reservoir | No | 1 |  |  | 1 | 1221 | 1600 | 1600
I1.9 |  | Install Bermad/Baker 100 mm dia. inlet control valve pipework in sleeves to float valve in reservoir | No | 1 |  |  | 1 | 1221 | 1600 | 1600
I1.10 |  | Install new stainless steel access ladder to reservoir as directed by the Engineer | No | 1 |  |  | 1 | 9498 | 12400 | 12400
I1.11 |  | Replace telemetry house wooden door & frame with heavy duty galvanised door and frame as indicated in Details PSL 14-A to 14-C | No | 1 |  |  | 1 | 5758 | 7500 | 7500
I1.12 |  | Repair electric fence to reservoir site as indicated in Detail PSL - 10 A to 10 C | m | 8 |  |  | 8 | 408 | 530 | 4240
I1.13 |  | Construct 20/19 concrete ground beam 300 deep x 200 width below internal security fence | m | 18 |  |  | 18 | 215 | 280 | 5040
I1.14 |  | Replace 100 mm dia scour valve and coupling | No | 1 |  |  | 1 | 4659 | 6100 | 6100
I1.15 |  | Replace 150 mm dia scour valve and coupling | No | 1 |  |  | 1 | 7967 | 10400 | 10400
I1.16 |  | Seal floor area with Lanko 228 or similar. | m² | 107 |  |  | 107 | 172 | 225 | 24075
I1.17 |  | Replace insect mesh with 100 mm wide stainless steel mesh to roof ventilators | No | 8 |  |  | 8 | 592 | 780 | 6240
I1.18 |  | Provisional Sum: Upgrade/replace telemetry by others as directed by Employer | Prov Sum | 1 |  | 1000000 | 1 |  | 1000000 | 1000000
I1.19 |  | Allowable % markup on the above l1.18 | % | [5 empty] | 10% | 100000
TOTAL CARRIED FORWARD
TOTAL BROUGHT FORWARD
| PDF14 | SECTION I: RESERVOIR REPAIRS (Cont'd)
I1.20 |  | Replace concrete fence post 2.4 m in length with angled overhang. Work to include excavation and 20/19 concrete foundation | No | 2 |  |  | 2 | 936 | 1250 | 2500
I1.21 |  | Replace steel fence post 2.4 m in length with angled overhang. Work to include excavation and 20/19 concrete foundation | No | 2 |  |  | 2 | 920 | 1250 | 2500
I1.22 |  | Replace galvanised wire diamond mesh | m² | 8 |  |  | 8 | 193 | 250 | 2000
I1.23 |  | Replace standard density razor mesh as indicated in Detail PSL-11B | m² | 8 |  |  | 8 | 259 | 340 | 2720
I1.24 |  | Replace external security gate as indicated on Detail PSL 10-A | No | 1 |  |  | 1 | 13500 | 17550 | 17550
I1.25 |  | Replace internal security gate as indicated on Detail PSL 10-A | No | 1 |  |  | 1 | 13500 | 17550 | 17550
I1.26 |  | Load safe telemeter house transport to site wth a 5-ton crane truck | No | 1 |  |  | 1 | 2292 | 3000 | 3000
TOTAL CARRIED FORWARD TO SUMMARY | [9 empty] | 1450770
| PDG15.7 | SECTION J: PRV'S, CONTROL VALVES AND PILOTS
(All profit, overheads, management and supervision to be included in rates)
J1 |  | Audit of PRV's, control valves, pilots and chambers to assess condition and status. Rate to include submition of an assessment report. | No | 6 |  |  | 3 | 1673 | 2200 | 13200
J2 |  | Provisional Sums:
J2.1 |  | Refurbish PRV/Control Valve by a recognised mechanical workshop on a quote basis. Any work/acceptance of Quote to be authorised by the Director: Water Distribution. Work to include the issue of a certificate. | PC Sum | 1 |  | 500000 | 1 |  | 500000 | 500000
J2.2 |  | Markup of above item J2.1 | % | [5 empty] | 10% | 50000
J3 |  | Remove/install control valve body to be refurbished by others:
J3.1 |  | DN 40 mm/DN 50 mm | No | 2 |  |  | 2 | 2067 | 2700 | 5400
J3.2 |  | DN 80 mm | No | 1 |  |  | 1 | 2235 | 2950 | 2950
J3.3 |  | DN 100 mm | No | 1 |  |  | 1 | 2794 | 3650 | 3650
J3.4 |  | DN 150 mm | No | 1 |  |  | 1 | 3911 | 5100 | 5100
J3.5 |  | DN 200 mm | No | 1 |  |  | 1 | 4246 | 5600 | 5600
J3.6 |  | DN 250 mm | No | 1 |  |  | 1 | 4358 | 5700 | 5700
J3.7 |  | DN 300 mm | No | 1 |  |  | 1 | 4414 | 5800 | 5800
J3.8 |  | DN 350 mm | No | 1 |  |  | 1 | 4414 | 5800 | 5800
J3.9 |  | DN 450 mm | No | 1 |  |  | 1 | 4470 | 5850 | 5850
J3.10 |  | DN 600 mm | No | 1 |  |  | 1 | 6146 | 8000 | 8000
J4 |  | Service of pilot valves and complete control systems. Service to include minor fittings and control:
J4.1 |  | PRV and Pressure Release pilot systems | No | 6 |  |  | 6 | 1076 | 1400 | 8400
J4.2 |  | Altitude and Flow Control pilot systems | No | 4 |  |  | 4 | 1076 | 1400 | 5600
J5 |  | Install new/replace the following pilot systems:
J5.1 |  | 2-Step Controller with transducing cables and Read Switch, supplied by others. | No | 2 |  |  | 2 | 1849.4 | 2450 | 4900
J5.2 |  | Pressure gauge | No | 6 |  |  | 6 | 425 | 560 | 3360
J5.3 |  | Full control loop, including piping, 3 ball valves, strainer and pilot valve. | No | 6 |  |  | 6 | 6402 | 8400 | 50400
J5.4 |  | Ball valves for pilot | No | 18 |  |  | 18 | 173 | 230 | 4140
J5.5 |  | Strainers for pilots | No | 8 |  |  | 8 | 205 | 270 | 2160
J6 |  | Servicing of PRV's and level control valves
J6.1 |  | Conduct a minor service on a PRV or level control valve complete | No | 10 |  |  |  |  | 4000 | 40000
J6.2 |  | Conduct a major service on a PRV or level control valve complete | No | 5 |  |  |  |  | 7000 | 35000
TOTAL CARRIED FORWARD TO SUMMARY | [9 empty] | 771010
SECTION K: FILTER PIPEWORK
K1 | SABS1200L | PIPEWORK
K1.1 | 8.2.2 & PSL1 & 3 to 6 | Carefully remove & hand over to council stores the following ø250mm steel pipework specials:
K1.1.1 |  | 370mm x 370mm 90° Bend | No | 6 |  |  | 6 |  | 2500 | 15000
K1.2 | 8.2.2 & PSL1 & 3 to 6 | Carefully remove, strip existing coating, galvanise, coat & reinstate the following ø250mm steel pipework specials:
K1.2.1 |  | 1500mm straight | No | 3 |  |  | 3 |  | 5000 | 15000
K1.2.2 |  | 800mm x 380mm unequal 90° Bend | No | 6 |  |  | 6 |  | 5000 | 30000
K1.2.3 |  | 265mm x 410mm unequal 90° Bend | No | 6 |  |  | 6 |  | 5000 | 30000
K1.2.4 |  | 1300mm straight | No | 6 |  |  | 6 |  | 5000 | 30000
K1.3 | 8.2.2 & PSL1 & 3 to 6 | Carefully remove, strip existing coating, modify, galvanise, coat & reinstate the following ø250mm steel pipework specials, including all additional flanges:
K1.3.1 |  | 2150mm straight | No | 3 |  |  | 3 |  | 5000 | 15000
K1.3.2 |  | 3020mm straight | No | 3 |  |  | 3 |  | 5000 | 15000
K1.3.3 |  | 3040mm straight | No | 3 |  |  | 3 |  | 5000 | 15000
K1.3.4 |  | 3385mm straight | No | 3 |  |  | 3 |  | 5000 | 15000
K1.4 | 8.2.2 & PSL1 & 3 to 6 | Fabricate, galvanise, coat & install the following ø250mm steel pipework specials:
K1.4.1 |  | 620mm x 370mm unequal 90° Bend | No | 6 |  |  | 6 |  | 25000 | 150000
K1.4.2 |  | Table 10 blank flanges | No | 6 |  |  | 6 |  | 5000 | 30000
K1.5 |  | Carefully remove & reinstate the following:
K1.5.1 | PSPA5 | ø250mm butterfly valve to clearwater outlet | No | 6 |  |  | 6 |  | 2500 | 15000
K2 |  | DEMOLITION
K2.1 | PSPA1 | Demolish existing half brick plastered wall and spoil off site. | m | 57 |  |  | 57 |  | 250 | 14250
K3 |  | MISCELLANEOUS
K3.1 | PSPA3 | Prepare floor area below pipework for screed by scabbling of concrete to expose aggregates and application of "Sikadur 32N" or similar bonding agent. | m² | 57 |  |  | 57 |  | 500 | 28500
K3.2 | PSPA4 | Screed to floor area below pipework. | m³ | 8 |  |  | 8 |  | 500 | 4000
K3.3 |  | Allow R 70 400.00 for the disconnection and removal of gearboxes, extension pieces and actuators as well as the re-commisioning of above mention items upon completion of the works to ø250mm clear water outlet valve by specialist nominated subcontractor. | Sum | 1 | 70400 |  | 1 |  | 70400 | 70400
K3.4 |  | Overheads, charges and profit on item 3.3 above. | % | [5 empty] | 7.5% | 5280
TOTAL CARRIED FORWARD
TOTAL BROUGHT FORWARD
K3.5 |  | Allow R 88 630.00 for the procurement of one ø250mm gearbox & actuator to replace lost critical spare by specialist subcontractor | Sum | 1 | 88630 |  | 1 |  | 88630 | 88630
K3.6 |  | Overheads, charges and profit on item 3.5 above. | % | [5 empty] | 7.5% | 6647.25
K3.7 |  | Allow R 320 000.00 for the refurbishment of existing ø250mm butterfly valves to clear water outlets involving the removal of valves, complete corrosion protection refurbishment, hydraulic refurbishment including pressure testing, re-installation of valves and re-connection of gearbox/actuators. | Sum | 1 | 320000 |  | 1 |  | 320000 | 320000
K3.8 |  | Overheads, charges and profit on item 3.7 above. | % | [5 empty] | 7.5% | 24000
K3.9 | 8.2.11 & PSL7 | Fabricate and install GMS pipe support brackets complete as detailed in Dwg. 227-4-5 & 227-4-6 | No | 18 |  |  | 18 |  | 2000 | 36000
K3.10 |  | Allow R 20 000 for the disconnection and re-commisioning of existing magflow meters to filters by instrumentation specialist. | Sum | 1 | 20000 |  | 1 |  | 20000 | 20000
K3.11 |  | Overheads, charges and profit on item 3.10 above. | % | [5 empty] | 7.5% | 1500
TOTAL CARRIED FORWARD TO SUMMARY | [9 empty] | 994207.25
SECTION L: CLEAR WATER OUTLET WELL
L1 |  | TILING
L1.1 | PSPB1 | Carefully remove existing glazed ceramic tiles from all faces of clear water outlet well and dispose of off site. | m² | 89 |  |  | 89 |  | 75 | 6675
L1.2 | PSPB2 | Supply glazed ceramic tile (allow a tile material cost of R85.00/m²) and lay including adhesive and grout. Rate to include all cutting and work in confined areas. | m² | 89 |  |  | 89 |  | 200 | 17800
L1.3 | PSPB3 | Supply and lay genesis aluminium edge strip to tile. | m | 24 |  |  | 24 |  | 40 | 960
L2 |  | MISCELLANEOUS
L2.1 |  | Allow R 385 000.00 for the refurbishment of existing clear water outlet well drain plugs to 24 filters. | Sum | 1 | 385000 |  | 1 |  | 385000 | 385000
L2.2 |  | Overheads, charges and profit on item 2.1 above. | % | [5 empty] | 7.5% | 28875
L2.3 |  | Allow R 396 000.00 for the provision, installation & commisioning of ultrasonic sensors to clear water outlet wells by instrumentation specialist. | Sum | 1 | 396000 |  | 1 |  | 396000 | 396000
L2.4 |  | Overheads, charges and profit on item 2.3 above. | % | [5 empty] | 7.5% | 29700
L2.5 |  | Allow R 223 000.00 for the provision, installation & commisioning of turbidity sensors by instrumentation specialist. | Sum | 1 | 223000 |  | 1 |  | 223000 | 223000
L2.6 |  | Overheads, charges and profit on item 2.5 above. | % | [5 empty] | 7.5% | 16725
L2.7 |  | Allow R 55 000.00 for the provision, installation & commisioning of lighting to clear water wells by nominated subcontractor | Sum | 1 | 55000 |  | 1 |  | 55000 | 55000
L2.8 |  | Overheads, charges and profit on item 2.7 above. | % | [5 empty] | 7.5% | 4125
TOTAL CARRIED FORWARD TO SUMMARY | [9 empty] | 1163860
SECTION M: FILTER BEDS
M1 |  | FILTER MEDIA
M1.1 | PSPC1 & PSPC5 | Remove existing 6 - 12mm pebbles and dispose of off site. (There is an average of 6m³ of pebbles per filter bed and 12 filters require pebbles to be removed). | m³ | 31 |  |  | 31 |  | 250 | 7750
M1.2 | PSPC1 & PSPC5 | Remove existing 3 - 5mm grit and dispose of off site. (There is an average of 4m³ of grit per filter bed and 12 filters require grit to be removed). | m³ | 21 |  |  | 21 |  | 250 | 5250
M1.3 | PSPC1 & PSPC5 | Remove existing 0.7mm sand and dispose of off site. (There is an average of 27m³ of sand per filter bed and 12 filters require grit to be removed). | m³ | 139 |  |  | 139 |  | 200 | 27800
M1.4 | PSPC2 | Rebag Silica Quartz (contact person Reinet Pretorius tel 013 665 7900) or similar approved 6 - 12mm filter pebbles currently stockpiled on site. The rate to include packaging of the pebbles in clearly marked 40kg polypropylene bags, palletting and wrapping in 1000kg lots (i.e. 25 bags per pallet) transport to and installation in filter bed. Note that the material must be at least 97% silicon and the mass loss by acid solubility must be <0,5%. 6mm - 12mm pebbles. The material is to have a maximum particle size of 12,50mm and a minimum particle size is 5,00mm. The uniformity coefficient it to be a maximum of 1,80. (There are an average of 142 bags of pebbles per filter bed and 12 filters require new pebbles) | Bags | 32 |  |  | 32 |  | 300 | 9600
M1.5 | PSPC3 | Procure Silica Quartz (contact person Reinet Pretorius tel 013 665 7900) or similar approved 6 - 12mm filter pebbles currently stockpiled on site. The rate to include packaging of the grit in clearly marked 40kg polypropylene bags, paletting and wrapping in 1000kg lots (i.e. 25 bags per pallet) transport to site and installation in filter bed. Note that the material must be at least 97% silicon and the mass loss by acid solubility must be <0,5%. The material is to have a maximum particle size of 12,5mm and a minimum particle size is 5,0mm. The uniformity coefficient it to be a maximum of 1,8. (There are an average of 142 bags of pebbles per filter bed and 12 filters require new pebbles) | Bags | 574 |  |  | 574 |  | 300 | 172200
M1.6 | PSPC2 | Rebag Silica Quartz (contact person Reinet Pretorius tel 013 665 7900) or similar approved 3 - 5mm filter grit currently stockpiled on site. The rate to include packaging of the grit in clearly marked 40kg polypropylene bags, palletting and wrapping in 1000kg lots (i.e. 25 bags per pallet) transport to and installation in filter bed. Note that the material must be at least 97% silicon and the mass loss by acid solubility must be <0,5%. The material is to have a maximum particle size of 5.6mm and a minimum particle size is 2.8mm. The uniformity coefficient it to be a maximum of 1,60. (There are an average of 142 bags of pebbles per filter bed and 12 filters require new pebbles) | Bags | 2 |  |  | 2 |  | 300 | 600
TOTAL CARRIED FORWARD
TOTAL BROUGHT FORWARD
M1.7 | PSPC3 | Procure Silica Quartz (contact person Reinet Pretorius tel 013 665 7900) or similar approved 3-5mm filter grit. The rate to include packaging of the grit in clearly marked 40kg polypropylene bags, palletting and wrapping in 1000kg lots (i.e. 25 bags per pallet) transport to site and installation in filter bed. Note that the material must be at least 97% silicon and the mass loss by acid solubility must be <0,5%. The maximum partical size is 5,6mm and the minimum particle size is 2,8mm with a minimum uniformity coefficeint of 1,6. Note their are an average of 142 bags of grit per filter bed and 12 filters require new grit. | Bags | 604 |  |  | 604 |  | 300 | 181200
M1.8 | PSPC2 | Rebag Silica Quartz (contact person Reinet Pretorius tel 013 665 7900) or similar approved 0,7mm filter sand. The rate to include packaging of the grit in clearly marked 40kg polypropylene bags, palletting and wrapping in 1000kg lots (i.e. 25 bags per pallet) transport to site and installation in filter bed. Note that the material must be at least 97% silicon and the mass loss by acid solubility must be <0,5%. The material must have a minimum of 95% passing the 1,18mm sieve and a maximum of 5% retained on the 0,60mm sieve. The uniformity coefficeint of to be a maximum of 1,4. (There are an average of 1000 bags per filter bed and 12 filters require new grit). | Bags | 15 |  |  | 15 |  | 300 | 4500
M1.9 | PSPC3 | Procure Silica Quartz (contact person Reinet Pretorius tel 013 665 7900) or similar approved 0,7mm filter sand. The rate to include packaging of the grit in clearly marked 40kg polypropylene bags, palletting and wrapping in 1000kg lots (i.e. 25 bags per pallet) transport to site and installation in filter bed. Note that the material must be at least 97% silicon and the mass loss by acid solubility must be <0,5%. The material must have a minimum of 95% passing the 1,18mm sieve and a maximum of 5% retained on the 0,60mm sieve. The uniformity coefficeint of to be a maximum of 1,4. (There are an average of 1000 bags per filter bed and 12 filters require new grit). | Bags | 4250 |  |  | 4250 |  | 150 | 637500
M1.10 | PSPC4 | Bulk Earthworks to area above Sed #4 for storage of filter media as follows:
M1.10.1 |  | Scarify insitu material to a depth of 150mm and compact to 100% MOD AASHTO. | m³ | 32 |  |  | 32 |  | 50 | 1600
M1.10.2 |  | Import suitable G6 material from commercial sources and construct platform and embankment in layers not exceeding 150mm compacted to 95% mod AASHTO density. | m³ | 64 |  |  | 64 |  | 200 | 12800
M2 |  | FILTER NOZZLES
M2.1 | PSPC6 & PSPC7 | Carefully remove existing PCI Africa filter nozzle assembly comprising Mark II nozzle domes (12mmx3mm slots) with special snap-on sealing plates and green nozzle air stem from filter bed floor area and dispose of off site. The removal of filter media is measured elswhere. (There are an average of 1200 nozzles per filter bed and 12 filters require replacement nozzles) | No | 5117 |  |  | 5117 |  | 100 | 511700
M2.2 |  | Extra-over to item 2.1 for saw cutting concrete around nozzles to a maximum depth of 200mm in the event that the thread is worn and nozzles are unable to be removed and/or replaced | m | 16 |  |  | 16 |  | 200 | 3200
TOTAL CARRIED FORWARD
TOTAL BROUGHT FORWARD
M2.3 |  | Extra-over to item 2.1 for breaking out of concrete and disposing of all rubble and debris off site | m³ | 2 |  |  | 2 |  | 1000 | 2000
M2.4 |  | Extra-over to item 2.1 for scabbling concrete to expose aggregates along edges of all saw-cuts and apply "Sikadur 32N" or similar approved bonding agent | m² | 6 |  |  | 6 |  | 250 | 1500
M2.5 |  | Extra-over to item 2.1 to high pressure jet scabbled concrete surface area to remove all contaminants | m² | 6 |  |  | 6 |  | 50 | 300
M2.6 |  | Extra-over to item 2.1 for repairing void with "Sika MonoTop-615 HB" or similar approved repair mortar | m³ | 1 |  |  | 1 |  | 500 | 500
M2.7 |  | Extra-over to item 2.1 for rethreading uPVC lateral pipeline to ensure nozzles can be firmly inserted | No | 27 |  |  | 27 |  | 500 | 13500
M2.8 | PSPC8 | Carefully unclog ø110 uPVC collector pipework of filter media (mostly filter sand) by flushing with clear water. (There are an average of 29 ø110 uPVC collector pipes per filter bed each ~ 6,50m long with 12 filters requiring refurbishment) | m | 965 |  |  | 965 |  | 75 | 72375
M2.9 |  | Extra-over to item 2.8 for provision, installation and removal of uPVC or similar approved plugs to insert into lateral collector pipes to facilitate cleaning | No | 5117 |  |  | 5117 |  | 25 | 127925
M2.1 |  | Extra-over to item 2.8 for removal of existing cover plate and valve and hand over items to client stores | No | 5 |  |  | 5 |  | 50 | 250
M2.11 |  | Extra-over to item 2.8 for provision and installation of new 900mm x 700mm cover plate, complete with all fasteners, gaskets and coatings as detailed in Dwg. 227-4-3. | No | 5 |  |  | 5 |  | 50 | 250
M2.12 |  | Allow R 52 800.00 for the disconnection and removal of gearboxes, extension pieces and actuators as well as the re-commisioning of above mention items upon completion of the works to ø600mm scour outlet valve by specialist nominated subcontractor. | Sum | 1 | 52800 |  | 1 |  | 52800 | 52800
M2.13 |  | Overheads, charges and profit on item 2.12 above. | % | [5 empty] | 7.5% | 3960
M2.14 | PSPC9 | Carefully remove, store & reinstate the following ø600mm steel pipework specials:
M2.14.1 |  | 685mm long lobster bend | No | 6 |  |  | 6 |  | 2500 | 15000
M2.14.2 |  | 310mm straight | No | 6 |  |  | 6 |  | 2500 | 15000
M2.14.3 |  | Butterfly wafer valve | No | 6 |  |  | 6 |  | 1000 | 6000
M2.15 | PSPC10 | Procure PCI Africa (contact person Rory Carol tel 011 794 5004) or similar approved filter nozzle assembly comprising Mark II nozzle domes (12x3mm slots) with special snap-on sealing plates and green nozzle air stem. The rate to include transport of components to site, storage on site (if required) and installation into filter bed. (There are an average of 1200 nozzles per filter bed and 12 filters require replacement nozzles) | No | 5117 |  |  | 5117 |  | 100 | 511700
M3 |  | MISCELLANEOUS | m | 2 | R |  | 2 |  |  | 0
M3.1 |  | Allow R 288 000.00 for the provision, installation & commisioning of ultrasonic sensors to filters by instrumentation specialist. | Sum | 1 | 288000 |  | 1 |  | 288000 | 288000
M3.2 |  | Overheads, charges and profit on item 3.1 above. | % | [5 empty] | 7.5% | 21600
M3.3 |  | Allow R 55 000.00 for the provision, installation & commisioning of lighting to filter well by specialist contractor | Sum | 1 | 55000 |  | 1 |  | 55000 | 55000
M3.4 |  | Overheads, charges and profit on item 3.3 above. | % | [5 empty] | 7.5% | 4125
TOTAL CARRIED FORWARD
TOTAL BROUGHT FORWARD
M3.5 | PSPC11 | Spall Repairs
M3.5.1 |  | Sound and mark areas of defective concrete | m² | 3 |  |  | 3 |  | 100 | 300
M3.5.2 |  | Break out defective concrete as identified in item 3.5.1 and dispose of all rubble | m³ | 1 |  |  | 1 |  | 750 | 750
M3.5.3 |  | High pressure jet all defective areas to remove any surface contaminants | m² | 3 |  |  | 3 |  | 50 | 150
M3.5.4 |  | Treat exposed reinforcing and concrete surfaces with"SikaTop Armatec 110 EC" or similar approved bonding slurry and anti-corrosion reinforcement primer | m² | 3 |  |  | 3 |  | 250 | 750
M3.5.5 |  | Repair void with "Sika MonoTop-615 HB" or similar approved repair mortar | m³ | 1 |  |  | 1 |  | 250 | 250
M3.5.6 |  | Apply "SikaTop Seal-107 ZA" or similar approved waterproofing slurry to internal & external surface of void | m² | 3 |  |  | 3 |  | 250 | 750
M3.7 | PSPC9 | Remove, store & reinstate upon completion of the works, temporary wooden walkways that provide access to the acctuators | Sum | 1 |  |  | 1 |  | 15000 | 15000
M3.8 |  | Filter Over Flow Pipe
M3.8.1 | PSPC12 | Core through existing 200mm thick reinforced concrete wall to allow for placement of ø500mm GMS pipework. | No | 9 |  |  | 9 |  | 2500 | 22500
M3.8.2 | SABS1200L Cl. 8.2.2 & PSL1 & 3 to 6 | Fabricate, galvanise, coat & install the following ø500mm steel pipework specials:
M3.8.2.1 |  | Bell Mouth | No | 9 |  |  | 9 |  | 50000 | 450000
M3.8.2.2 |  | 555mm long straight | No | 9 |  |  | 9 |  | 35000 | 315000
M3.8.2.3 |  | 600mm long straight | No | 9 |  |  | 9 |  | 50000 | 450000
M3.8.2.4 |  | Lobster bend (total length along center line of 900mm) | No | 9 |  |  | 9 |  | 50000 | 450000
M3.8.2.5 |  | Outlet bend (total length of 570mm along center line) | No | 9 |  |  | 9 |  | 50000 | 450000
M3.8.3 |  | Fabricate and install GMS pipe support bracket complete | No | 9 |  |  | 9 |  | 5000 | 45000
TOTAL CARRIED FORWARD TO SUMMARY | [9 empty] | 4967935
SECTION N: DAFF SYSTEM
N1 |  | DAFF Nozzles
N1.1 | PSPD1 | Carefully remove existing stainless steel daff diffuser assembly comprising threaded stainless steel shaft with nylon cap screwed onto shaft from diffuser pipework in filter bed strip, clean, reassemble and refit. Note there are an average of 90 diffusers per filter bed and 24 filters require maintenance. | No | 768 |  |  | 768 |  | 75 | 57600
N1.1.1 | PSPD2 | Extra over to item 1.1 above for the supply of a new stainless steel shaft. | No | 196 |  |  | 196 |  | 150 | 29400
N1.1.2 | PSPD3 | Extra over to item 1.1 above for the supply of a new nylon cap. | No | 391 |  |  | 391 |  | 30 | 11730
N2 |  | DAFF Mass Flow Meters
N2.1 | SABS1200L Cl. 8.2.2 & PSL1 & 3 to 6 | Fabricate, galvanise, coat & install the following ø100mm steel pipework specials, complete with all fittings
N2.1.1 |  | Straight (Length = 870mm) | No | 1 |  |  | 1 |  | 10000 | 10000
N2.1.2 |  | Straight (Length = 875mm) | No | 1 |  |  | 1 |  | 10000 | 10000
N2.1.3 |  | Straight (Length = 880mm) | No | 1 |  |  | 1 |  | 10000 | 10000
N2.1.4 |  | Straight (Length = 885mm) | No | 2 |  |  | 2 |  | 10000 | 20000
N2.1.5 |  | Straight (Length = 890mm) | No | 1 |  |  | 1 |  | 10000 | 10000
N2.1.6 |  | Straight (Length = 940mm) | No | 1 |  |  | 1 |  | 10000 | 10000
N2.1.7 |  | Straight (Length = 945mm) | No | 2 |  |  | 2 |  | 10000 | 20000
N2.1.8 |  | Straight (Length = 950mm) | No | 3 |  |  | 3 |  | 10000 | 30000
N2.1.9 |  | Straight (Length = 960mm) | No | 1 |  |  | 1 |  | 10000 | 10000
N2.1.10 |  | Straight (Length = 965mm) | No | 1 |  |  | 1 |  | 10000 | 10000
N3 |  | MISCELLANEOUS
N3.1 |  | Allow R 52 800.00 for the installation and commisioning of mass flow meters to DAFF inlet pipework to filters by instrumentation specialist. | Sum | 1 | 52800 |  | 1 |  | 52800 | 52800
N3.2 |  | Overheads, charges and profit on item 3.1 above. | % | [5 empty] | 7.5% | 3960
N3.3 |  | Allow R 450 000.00 for the refurbishment of existing ø100 flanged gate valves to DAFF inlet pipework to filters by mechanical specialist. | Sum | 1 | 450000 |  | 1 |  | 450000 | 450000
N3.4 |  | Overheads, charges and profit on item 3.3 above. | % | [5 empty] | 7.5% | 33750
TOTAL CARRIED FORWARD TO SUMMARY | [9 empty] | 779240
SECTION O: ALGAE WASHING SYSTEM
O1 | SABS1200L Cl. 8.2.1 & PSL1 & 3 to 6 | GMS PIPEWORK
O1.1 |  | Supply lay and test medium duty galvanized threaded steel pipe to SABS 62 including cutting to the required lengths and threading to the following diameters:
O1.1.1 |  | ø50mm nominal bore. | m | 54 |  |  | 54 |  | 300 | 16200
O1.2 |  | Lay and test medium duty galvanized threaded steel pipe to SABS 62 including cutting to the required lengths and threading to the following diameters (Material taken from stock on site):
O1.2.1 |  | ø50 nominal bore. | m | 54 |  |  | 54 |  | 300 | 16200
O1.3 |  | Supply, lay and test medium duty galvanized threaded steel pipe fittings to SABS 509 as follows (all joints to be bitumen epxoy coated):
O1.3.1 |  | ø50mm 90º female elbow. | No | 29 |  |  | 29 |  | 500 | 14500
O1.3.2 |  | ø50mm 90º male/female elbow. | No | 15 |  |  | 15 |  | 500 | 7500
O1.3.3 |  | ø50mm female equal tee. | No | 111 |  |  | 111 |  | 600 | 66600
O1.3.4 |  | ø50mm union coupler. | No | 22 |  |  | 22 |  | 500 | 11000
O2 | SABS1200L Cl. 8.2.1 & PSL2 to 6 | PP-R PIPEWORK
O2.1 |  | Supply, lay and test Pestan Fluidtherm PP-R or similar approved pipelines, including cutting to the required lengths and welding on site to the following diameters:
O2.1.1 |  | ø50 PN 16 (Colour Green) | m | 27 |  |  | 27 |  | 250 | 6750
O2.2 |  | Lay and test Pestan Fluidtherm PP-R or similar approved pipelines, including cutting to the required lengths and welding on site to the following diameters (Material taken from stock on site):
O2.2.1 |  | ø50 PN 16 (Colour Green) | m | 9 |  |  | 9 |  | 250 | 2250
O2.3 |  | Supply, lay and test Pestan Fluidtherm PP-R fittings, including welding of joints as follows:
O2.3.1 |  | ø50mm 90º threaded male/female bend | No | 8 |  |  | 8 |  | 150 | 1200
O2.3.2 |  | ø50mm 90º threaded female/female bend | No | 8 |  |  | 8 |  | 150 | 1200
O2.3.3 |  | ø50mm female threaded equal tee. | No | 13 |  |  | 13 |  | 150 | 1950
O2.3.4 |  | ø50mm socket | No | 43 |  |  | 43 |  | 150 | 6450
O2.3.5 |  | ø50mm threaded female/male coupling | No | 4 |  |  | 4 |  | 150 | 600
O3 | PSPE1 | NOZZLES
O3.1 |  | Supply lay and test, complete with reducing bush, the following nozzles:
O3.1.1 |  | ¾" FF128 Brass extra wide angle nozzle | No | 104 |  |  | 104 |  | 200 | 20800
O3.1.2 |  | ¾" SPN 200 brass high impact narrow fan spray nozzle | No | 13 |  |  | 13 |  | 250 | 3250
TOTAL CARRIED FORWARD
TOTAL BROUGHT FORWARD
O4 |  | MISCELLANEOUS
O4.1 | PSPE2 | Prepare concrete substrate to walls of filters and apply ARMCOTECH thermoplastic polymer resin 323 or similar approved minimum of two coats all to manufactureres specification. Contact Chris White of Chris White Agencies on 043 722 2870 for further information. | m² | 302 |  |  | 302 |  | 300 | 90600
O4.2 |  | Allow R 298 000.00 for the provision, installation & commisioning of valves and actuators to algae washing system by specialist contractor | Sum | 1 | 298000 |  | 1 |  | 298000 | 298000
O4.3 |  | Overheads, charges and profit on item 4.2 above. | % | [5 empty] | 7.5% | 22350
TOTAL CARRIED FORWARD TO SUMMARY | [9 empty] | 587400
SECTION P: CHAMBERS
(All profit, overheads, management and supervision to be included in rates)
P1 |  | BRICK CHAMBERS
Construct 230mm double skin brick wall chambers complete.
Rate to include supply of chamber material, in-situ preperation,
base slab, malthoid, brickwork and roof slab for the following
sizes of the cover slab in plan and chamber depths from top of
roof slab to bottom of floor slab:
P1.1 |  | 0 m² < Area in Plan ≤ 3 m²
P1.1.1 |  | Depths 1m up to and including 1.5m | No. | 1 |  |  |  |  | 40000 | 40000
P1.1.2 |  | Depths greater than 1.5m up to and including 2.5m | No. | 1 |  |  |  |  | 44000 | 44000
P1.1.3 |  | Depths greater than 2.5m up to and including 3.5m | No. | 1 |  |  |  |  | 48400 | 48400
P1.2 |  | 3 m² < Area in Plan ≤ 5 m²
P1.2.1 |  | Depths 1m up to and including 1.5m | No. | 1 |  |  |  |  | 48000 | 48000
P1.2.2 |  | Depths greater than 1.5m up to and including 2.5m | No. | 1 |  |  |  |  | 52800 | 52800
P1.2.3 |  | Depths greater than 2.5m up to and including 3.5m | No. | 1 |  |  |  |  | 58080 | 58080
P1.3 |  | 5 m² < Area in Plan ≤ 7 m²
P1.3.1 |  | Depths 1m up to and including 1.5m | No. | 1 |  |  |  |  | 57600 | 57600
P1.3.2 |  | Depths greater than 1.5m up to and including 2.5m | No. | 1 |  |  |  |  | 63360 | 63360
P1.3.3 |  | Depths greater than 2.5m up to and including 3.5m | No. | 1 |  |  |  |  | 69696 | 69696
P1.4 |  | 7 m² < Area in Plan ≤ 9 m²
P1.4.1 |  | Depths 1m up to and including 1.5m | No. | 1 |  |  |  |  | 69120 | 69120
P1.4.2 |  | Depths greater than 1.5m up to and including 2.5m | No. | 1 |  |  |  |  | 76032 | 76032
P1.4.3 |  | Depths greater than 2.5m up to and including 3.5m | No. | 1 |  |  |  |  | 83635.2 | 83635.2
P1.5 |  | Extra-over items K1.1 to K1.4 for the installation of a Maverick | No. | 5 |  |  |  |  | 2500 | 12500
Type 2A lockable lid cast into the top slab.
TOTAL CARRIED FORWARD
TOTAL BROUGHT FORWARD
SECTION P: CHAMBERS (Continued)
P2 |  | MANHOLE CHAMBERS
Construct Manhole chambers complete including concrete
base, chamber manhole rings, top slab for the following sizes
and depths:
P2.1 |  | 1m Rocla Chamber
P2.1.1 |  | Depths up to and including 0.5m | No. | 1 |  |  |  |  | 22000 | 22000
P2.1.2 |  | Depths greater than 0.5m up to and including 1m | No. | 1 |  |  |  |  | 26400 | 26400
P2.1.3 |  | Depths greater than 1m up to and including 1.5m | No. | 1 |  |  |  |  | 26400 | 26400
P2.1.4 |  | Depths greater than 1.5m up to and including 2m | No. | 1 |  |  |  |  | 31680 | 31680
P2.1.5 |  | Depths greater than 2m up to and including 2.5m | No. | 1 |  |  |  |  | 38016 | 38016
P2.1.6 |  | Depths greater than 2.5m up to and including 3m | No. | 1 |  |  |  |  | 45619.2 | 45619.2
P2.1.7 |  | Depths greater than 3m up to and including 3.5m | No. | 1 |  |  |  |  | 54743.04 | 54743.04
P2.1.8 |  | Depths greater than 3.5m up to and including 4m | No. | 1 |  |  |  |  | 65691.648 | 65691.648
P2.2 |  | 1.5m Rocla Chamber
P2.2.1 |  | Depths up to and including 0.5m | No. | 1 |  |  |  |  | 31680 | 31680
P2.2.2 |  | Depths greater than 0.5m up to and including 1m | No. | 1 |  |  |  |  | 38016 | 38016
P2.2.3 |  | Depths greater than 1m up to and including 1.5m | No. | 1 |  |  |  |  | 45619.2 | 45619.2
P2.2.4 |  | Depths greater than 1.5m up to and including 2m | No. | 1 |  |  |  |  | 54743.04 | 54743.04
P2.2.5 |  | Depths greater than 2m up to and including 2.5m | No. | 1 |  |  |  |  | 65691.648 | 65691.648
P2.2.6 |  | Depths greater than 2.5m up to and including 3m | No. | 1 |  |  |  |  | 78829.9776 | 78829.9776
P2.2.7 |  | Depths greater than 3m up to and including 3.5m | No. | 1 |  |  |  |  | 94595.9731 | 94595.9731
P2.2.8 |  | Depths greater than 3.5m up to and including 4m | No. | 1 |  |  |  |  | 113515.1677 | 113515.1677
P2.3 |  | 1.8m Rocla Chamber
P2.3.1 |  | Depths up to and including 0.5m | No. | 1 |  |  |  |  | 34848 | 34848
P2.3.2 |  | Depths greater than 0.5m up to and including 1m | No. | 1 |  |  |  |  | 41817.6 | 41817.6
P2.3.3 |  | Depths greater than 1m up to and including 1.5m | No. | 1 |  |  |  |  | 50181.12 | 50181.12
P2.3.4 |  | Depths greater than 1.5m up to and including 2m | No. | 1 |  |  |  |  | 60217.344 | 60217.344
P2.3.5 |  | Depths greater than 2m up to and including 2.5m | No. | 1 |  |  |  |  | 72260.8128 | 72260.8128
TOTAL CARRIED FORWARD
TOTAL BROUGHT FORWARD
SECTION P: CHAMBERS (Continued)
P2.3.6 |  | Depths greater than 2.5m up to and including 3m | No. | 1 |  |  |  |  | 86712.9754 | 86712.9754
P2.4 |  | Extra-over items K2.1 to K2.3 for the installation of a Maverick Type 2A lockable lid cast into the top slab. Supply measured elsewhere. | No. | 1 |  |  |  |  | 2500 | 2500
P2.5 |  | Extra-over items K2.1 to K2.3 for the installation of a locking bar cast into the top slab as per standard detail provided. Supply measured elsewhere. | No. | 1 |  |  |  |  | 2500 | 2500
P3 |  | VALVE AND HYDRANT CHAMBERS
P3.1 |  | Supply and install precast concrete valve and hydrant chambers for the following depths, complete. Rate to include chamber concrete base, precast concrete sections, polymer Type 5A maverick lid and frame (Yellow for hydrant chambers, Blue for valve chambers)
P3.1.1 |  | Depths up to and including 0.5m | No. | 1 |  |  |  |  | 3000 | 3000
P3.1.2 |  | Depths greater than 0.5m up to and including 1m | No. | 3 |  |  |  |  | 3600 | 10800
P3.1.3 |  | Depths greater than 1m up to and including 1.5m | No. | 3 |  |  |  |  | 4320 | 12960
P3.1.4 |  | Depths greater than 1.5m up to and including 2m | No. | 1 |  |  |  |  | 5184 | 5184
P3.1.5 |  | Depths greater than 2m up to and including 2.5m | No. | 1 |  |  |  |  | 6220.8 | 6220.8
P3.1.6 |  | Depths greater than 2.5m up to and including 3m | No. | 1 |  |  |  |  | 7464.96 | 7464.96
P3.2 |  | Supply and install thermoplastic valve and hydrant chambers for the following depths, complete. Rate to include the supply and installation of a single brick base layer, 315mm uPVC Class 9 pipe, thermoplastic cover and frame (Yellow for hydrant chambers, Blue for valve chambers).
P3.2.1 |  | Depths up to and including 1m | No. | 3 |  |  |  |  | 750 | 2250
P3.2.2 |  | Depths greater than 1m up to and including 2m | No. | 3 |  |  |  |  | 900 | 2700
P3.2.3 |  | Depths greater than 2m up to and including 3m | No. | 1 |  |  |  |  | 1080 | 1080
P4 |  | MISCELLANEOUS
P4.1 |  | Construct an unreinforced concrete pedestal less than 0.05m³ in volume and of concrete strength no less than 25MPa | No. | 10 |  |  |  |  | 500 | 5000
P4.2 |  | Plaster the outside of exposed brickwork complete | m² | 5 |  |  |  |  | 212 | 1060
TOTAL CARRIED FORWARD TO SUMMARY | [9 empty] | 1965221.7066
SECTION Q: METERS
(All profit, overheads, management and supervision to be included in rates)
Installation of meters complete. Rate to include provision for nuts, bolts, full face gaskets, corrosion protection (Copper slip paste or equivalent approved), fittings and flanges if required.
Q1 |  | CONSUMER WATER METERS - SUPPLIED BY CLIENT
Q1.1 |  | Replace/Install ICI and domestic water meters (Supplied by Client)
Q1.1.1 |  | 15 mm | No. | 5 |  |  |  |  | 400 | 2000
Q1.1.2 |  | 20 mm | No. | 10 |  |  |  |  | 400 | 4000
Q1.1.3 |  | 25 mm | No. | 10 |  |  |  |  | 400 | 4000
Q1.1.4 |  | 30 mm | No. | 10 |  |  |  |  | 881.4 | 8814
Q1.1.5 |  | 40 mm | No. | 5 |  |  |  |  | 1190 | 5950
Q1.1.6 |  | 50 mm | No. | 5 |  |  |  |  | 1385 | 6925
Q1.1.7 |  | 80 mm | No. | 5 |  |  |  |  | 1552.1667 | 7760.8333
Q1.1.8 |  | 100 mm | No. | 1 |  |  |  |  | 1804.5 | 1804.5
Q1.1.9 |  | 150 mm | No. | 1 |  |  |  |  | 2353.6667 | 2353.6667
Q1.1.10 |  | 200 mm | No. | 1 |  |  |  |  | 2589.0333 | 2589.0333
Q1.1.11 |  | 250 mm | No. | 1 |  |  |  |  | 2847.9367 | 2847.9367
Q1.1.12 |  | 300 mm | No. | 1 |  |  |  |  | 3514.2 | 3514.2
Q1.2 |  | Installation of Domestic Flow Limiting Devices complete (Supplied by Client), including collection from municipal stores, plant, labour, profit and Site Supervision. Rate to include completion and submission of relevant forms. Travel measured elsewhere. | No. | 5 |  |  |  |  | 269 | 1345
Q1.3 |  | Installation of Domestic Flow Restrictors complete (Supplied by Client) including collection from municipal stores, plant, labour, profit and Site Supervision. Installation including completion of consumer notice form and restrictor installation forms plus forwarding of such paperwork and GPS co-ordinated photo to the relevant Engineer on a weekly basis. Travel measured elsewhere. | No. | 50 |  |  |  |  | 205 | 10250
Q1.4 |  | Inspection fee due to denied access for an attempted restrictor/meter installation. Rate to include completion of consumer notice form and restrictor installation form plus forwarding of such paperwork and GPS co-ordinated photos to the Engineer on a weekly basis. Travel measured elsewhere. | No. | 5 |  |  |  |  | 150 | 750
Q1.5 |  | Inspect leak and/or water meter and report findings to the Engineer including all relevant paperwork and a GPS co-ordinated photograph. | No. | 50 |  |  |  |  | 150 | 7500
TOTAL CARRIED FORWARD
TOTAL BROUGHT FORWARD
SECTION Q: METERS (continued)
Q2 |  | BULK WATER METERS - SUPPLIED BY CLIENT
Q2.1 |  | Class 16 cold potable mechanical water meter (Sensus Meistream
or similar approved) supplied by Client of diameters stated:
Q2.1.1 |  | 50mm Ø | No. | 1 |  |  |  |  | 450 | 450
Q2.1.2 |  | 80mm Ø | No. | 3 |  |  |  |  | 495 | 1485
Q2.1.3 |  | 100mm Ø | No. | 3 |  |  |  |  | 544.5 | 1633.5
Q2.1.4 |  | 150mm Ø | No. | 3 |  |  |  |  | 598.95 | 1796.85
Q2.1.5 |  | 200mm Ø | No. | 1 |  |  |  |  | 658.845 | 658.845
Q2.1.6 |  | 250mm Ø | No. | 1 |  |  |  |  | 724.7295 | 724.7295
Q2.1.7 |  | 300mm Ø | No. | 1 |  |  |  |  | 797.2025 | 797.2025
Q2.1.8 |  | 350mm Ø | No. | 1 |  |  |  |  | 876.9227 | 876.9227
Q2.1.9 |  | 400mm Ø | No. | 1 |  |  |  |  | 964.615 | 964.615
Q2.2 |  | Class 16 cold potable electromagnetic water meter, IP68 compliant (Waterflux 3000 magflow - KROHNE/similar approved) supplied by Client, mains supplied of diameters stated:
Q2.2.1 |  | 100mm Ø | No. | 1 |  |  |  |  | 350 | 350
Q2.2.2 |  | 150mm Ø | No. | 1 |  |  |  |  | 385 | 385
Q2.2.3 |  | 200mm Ø | No. | 1 |  |  |  |  | 423.5 | 423.5
Q2.2.4 |  | 250mm Ø | No. | 1 |  |  |  |  | 465.85 | 465.85
Q2.2.5 |  | 300mm Ø | No. | 1 |  |  |  |  | 512.435 | 512.435
Q2.2.6 |  | 350mm Ø | No. | 1 |  |  |  |  | 563.6785 | 563.6785
Q2.2.7 |  | 400mm Ø | No. | 1 |  |  |  |  | 620.0464 | 620.0464
Q2.2.8 |  | 450mm Ø | No. | 1 |  |  |  |  | 682.051 | 682.051
Q2.2.9 |  | 500mm Ø | No. | 1 |  |  |  |  | 750.2561 | 750.2561
Q2.3 |  | Class 16 cold potable electromagnetic water meter, IP68 compliant (Waterflux 3000 magflow - KROHNE/similar approved) supplied by Client, battery powered of diameters stated:
Q2.3.1 |  | 100mm Ø | No. | 1 |  |  |  |  | 450 | 450
Q2.3.2 |  | 150mm Ø | No. | 1 |  |  |  |  | 495 | 495
Q2.3.3 |  | 200mm Ø | No. | 1 |  |  |  |  | 544.5 | 544.5
Q2.3.4 |  | 250mm Ø | No. | 3 |  |  |  |  | 598.95 | 1796.85
Q2.3.5 |  | 300mm Ø | No. | 3 |  |  |  |  | 658.845 | 1976.535
TOTAL CARRIED FORWARD
TOTAL BROUGHT FORWARD
SECTION Q: METERS (continued)
Q2.3.6 |  | 350mm Ø | No. | 1 |  |  |  |  | 724.7295 | 724.7295
Q2.3.7 |  | 400mm Ø | No. | 1 |  |  |  |  | 797.2025 | 797.2025
Q2.3.8 |  | 450mm Ø | No. | 1 |  |  |  |  | 876.9227 | 876.9227
Q2.3.9 |  | 500mm Ø | No. | 1 |  |  |  |  | 964.615 | 964.615
Q2.4 |  | Install Nivus probes (or similar approved) supplied by Client onto existing steel pipes. Rate to include: welding of 4 x sockets onto the pipe; installation of 4 x ball valves, nipples and sensors; installation of NFE junction box and cabling. | No. | 1 |  |  |  |  | 30000 | 30000
Q2.5 |  | Install Nivus probes (or similar approved) supplied by Client onto existing non-steel pipes. Rate to include: installation of coupling/saddle, 4 x sockets onto the coupling; installation of 4 x ball valves, nipples and sensors; installation of NFE junction box and cabling. | No. | 1 |  |  |  |  | 35000 | 35000
TOTAL CARRIED FORWARD TO SUMMARY | [9 empty] | 160171.0061
| SANS 1200G | SECTION R: CONCRETE (STRUCTURAL)
R1 | 8.1.3 | CONCRETE
R1.1 | 8.4.2 | Strength concrete 15 MPa/19 mm | m³ | 1
R1.2 | 8.4.2 | Strength concrete 15 MPa/40 mm | m³ | 1
R1.3 | 8.4.3 | Strength concrete: 20 MPa/19mm | m³ | 1
R1.4 | 8.4.3 | Strength concrete: 20 MPa/40mm | m³ | 1
R1.5 |  | Strength concrete: 25 MPa/19mm | m³ | 1
R1.6 |  | Strength concrete: 25 MPa/40mm | m³ | 1
R1.7 |  | Strength concrete: 30 MPa/19mm | m³ | 1
R1.8 |  | Strength concrete: 30 MPa/40mm | m³ | 1
R1.9 |  | Strength concrete: 35 MPa/19mm | m³ | 1
R1.10 |  | Strength concrete: 35 MPa/19mm with rapid-hardening | m³ | 1
cement
R1.11 |  | Prescribed mix concrete -1:2:4 | m³ | 1
R2 | 8.1.1 | FORMWORK
R2.1 | 8.2.1 | Rough walls below ground
R2.1.1 |  | Vertical plane | m² | 1
R2.1.2 |  | Vertical curved | m² | 1
R2.2 | 8.2.2 | Smooth vertical plane to:
R2.2.1 |  | walls | m² | 1
R2.2.2 |  | columns | m² | 1
R2.2.3 |  | beams | m² | 1
R2.2.4 |  | Vertical curved to walls | m² | 1
R2.3 | 8.2.5 | Vertical narrow widths up to 300 mm wide | m | 1
R2.4 | 8.2.3 | Special smooth formwork repaired and rubbed
R2.4.1 |  | Vertical plane to outside wall | m² | 1
R2.4.2 |  | Vertical curved to outside wall | m² | 1
R2.5 | 8.2.4 | Special smooth off-form
R2.5.1 |  | Faces of bridge abutment | m² | 1
R2.5.2 |  | Parapet walls | m² | 1
TOTAL CARRIED FORWARD
TOTAL BROUGHT FORWARD
| SANS 1200G | SECTION R: CONCRETE (STRUCTURAL) (Cont)
R2.6 | 8.1.1.2 | Chamfers exceeding 20 mm x 20 mm and grooves
R2.6.1 |  | Chamfer 30 mm x 30 mm | m | 1
R2.6.2 |  | Chamfer 40 mm x 40 mm | m | 1
R2.6.3 |  | Groove 20 mm wide x 40 mm deep | m | 1
Box out holes/form voids
R2.7 |  | Small, circular up to 0,35 m diam.: depths over and up to
R2.7.1 |  | 0 m 0,5 m | No. | 1
R2.7.2 |  | 0,5 m 1,0 m | No. | 1
R2.7.3 |  | 1,0 m 1,5 m | No. | 1
R2.7.4 |  | 1,5 m - | No. | 1
R2.8 |  | Small, other shapes up to 0,1 m2 in area: depths over and up to
R2.8.1 |  | 0 m 0,5 m | No. | 1
R2.8.2 |  | 0,5 m 1,0 m | No. | 1
R2.8.3 |  | 1,0 m 1,5 m | No. | 1
R2.8.4 |  | 1,5 m - | No. | 1
R2.9 |  | Large, circular, diam. 0,35 - 0,7 m : depths over and up to
R2.9.1 |  | 0 m 0,5 m | No. | 1
R2.9.2 |  | 0,5 m 1,0 m | No. | 1
R2.9.3 |  | 1,0 m 2,0 m | No. | 1
R2.9.4 |  | 2,0 m - | No. | 1
R2.10 |  | Large, other shapes, area 0,1 - 0,5 m2 : depths over and up to
R2.10.1 |  | 0 m 0,5 m | No. | 1
R2.10.2 |  | 0,5 m 1,0 m | No. | 1
R2.10.3 |  | 1,0 m 2,0 m | No. | 1
R2.10.4 |  | 2,0 m - | No. | 1
R3 | 8.1.2 | REINFORCEMENT
Mild steel bars
R3.1 | 8.1.2.2 | Diameter 2 mm : Basic price | kg | 1
R3.2 | 8.1.2.3 | Extra-over .3.1 for bars of diameter
TOTAL CARRIED FORWARD
TOTAL BROUGHT FORWARD
| SANS 1200G | SECTION R: CONCRETE (STRUCTURAL) (Cont)
R3.2.1 |  | a) 8 mm | kg | 1
R3.2.2 |  | b) 10 mm | kg | 1
R3.2.3 |  | c) 12 mm | kg | 1
R3.2.4 |  | d) 16 mm | kg | 1
R3.2.5 |  | e) 20 mm | kg | 1
R3.2.6 |  | f) 32 mm | kg | 1
R3.2.7 |  | g) 40 mm | kg | 1
| 8.3.1 | High-tensile steel bars
R3.3 | 8.1.2.2 | Diameter 25 mm : Basic Price | kg | 1
R3.4 | 8.1.2.3 | Extra-over .3.3 for bars of diameter
R3.4.1 |  | a) 8 mm | kg | 1
R3.4.2 |  | b) 10 mm | kg | 1
R3.4.3 |  | c) 12 mm | kg | 1
R3.4.4 |  | d) 16 mm | kg | 1
R3.4.5 |  | e) 20 mm | kg | 1
R3.4.6 |  | f) 32 mm | kg | 1
R3.4.7 |  | g) 40 mm | kg | 1
R3.5 | 8.3.2 | High-tensile welded mesh reinforcement
R3.5.1 |  | Type reference 193 in standard sheets | m² | 1
R3.5.2 |  | Type reference 245 in non-standard sheets | m² | 1
R3.5.3 |  | Type reference 395 in standard sheets | m² | 1
R4 | 8.4.4 | UNIFORMED SURFACE FINISHES
R4.1 |  | Wood-floated finish
R4.1.1 |  | Bridge sidewalks | m² | 1
R4.1.2 |  | Inverts of culverts | m² | 1
R4.2 |  | Steel-floated finish
R4.2.1 |  | Floor of reservoir | m² | 1
R4.2.2 |  | Power-floated finish | m² | 1
TOTAL CARRIED FORWARD
TOTAL BROUGHT FORWARD
| SANS 1200G | SECTION R: CONCRETE (STRUCTURAL) (Cont)
R4.3 |  | Special surface finish
R4.3.1 |  | Bridge bearing areas | m² | 1
R4.3.2 |  | Sliding joint areas | m² | 1
R4.3.3 |  | Factory floor | m² | 1
R5 | 8.5 | JOINTS
R5.1 |  | Saw Joint (unsealed at 60mm thick) | m | 1
R5.2 |  | Expnasion Joint (10x100mm softboard unsealed) | m | 1
TOTAL CARRIED FORWARD TO SUMMARY | [8 empty] | 0
| SANS 1200LG | SECTION S: PIPE JACKING AT CROSSING
S1 | 8.2.1 | Jacking establishment
S1.1 |  | a) Fixed charges | Sum | 1
S1.2 |  | b) Time-related charges for jacking operations | Week | 1
S2 |  | Excavation and backfilling
S2.1 | 8.2.4 | Excavate for pipes at the jacking face (including removal and
disposal of surplus excavated material within a 0,5 km radius
of the working area) in material that is:
S2.1.1 |  | a) Soft cohesive soil | m³ | 1
S2.1.2 |  | b) Non-cohesive sand | m³ | 1
S2.1.3 |  | c) Hard pickable soil | m³ | 1
S2.1.4 |  | d) Cobbles and boulders larger than 150 mm but not larger | m³ | 1
than 500mm
S2.1.5 |  | e) Very hard material occurring in bulk requiring extraordinary | m³ | 1
techniques for breaking, or boulders larger than 501mm
S2.1.6 |  | f) A mixture of two or more of (a) - (e) above | m³ | 1
S2.1.7 | 8.2.4 | Overhaul in excess of the 0,5 km freehaul distance, extra-over | m³.km | 1
items S2 for disposal of surplus excavation
S3 | 8.2.2 | Supply of pipes to be jacked
S3.1 |  | 900 mm dia. SC Type, designation 100D in one crossing | m | 1
S3.2 |  | 1 050 mm dia. SC Type, designation 100D in two crossings, each | m | 1
approximately 155 m in length
S4 | 8.2.3 | Jacking of pipes into their final positions
S4.1 |  | 900 mm dia. SC Type, designation 100D at one crossing | m | 1
S4.2 |  | 1 050 mm dia. SC Type, designation 100D at two crossings | m | 1
S4.3 | 8.2.5 | Extra-over Items S4 for unforseen rock or boulders | m | 1
S5 | 8.2.9 | Stabilization of unstable areas, where ordered
S5.1 |  | a) Provide equipment and remove on completion | Sum | 1
S5.2 |  | b) Operate equipment | Days | 1
S5.3 |  | c) Materials | m³ | 1
S6 | 8.2.9 | Grouting: Injection of cement/sand grout, mix ration as ordered
S6.1 |  | a) Provide equipment and remove on completion | Sum | 1
S6.2 |  | b) Operate equipment | Days | 1
TOTAL CARRIED FORWARD
TOTAL BROUGHT FORWARD
| SANS 1200LG | SECTION S: PIPE JACKING AT CROSSING (Cont)
S6.3 |  | c) Materials | m³ | 1
S6.4 | 8.2.10 | Standing time for pipe jacking gang complete with equipment | hours | 1
(where approved)
Alternative to items above
S6.5 | 8.2.6 | Supply and install by the pipe jacking method, SC Type,
designation 100D concrete sleevepipes including all excavation
of spoil displaced and depositing of spoil at thrust pit top
S6.5.1 |  | 200 mm diam. | m | 1
S6.5.2 |  | 250 mm diam. | m | 1
S6.5.3 |  | 315 mm diam. | m | 1
S6.5.4 |  | 400 mm diam. | m | 1
S6.5.5 |  | 525 mm diam. | m | 1
S6.5.6 |  | 600 mm diam. | m | 1
S6.5.7 | 8.2.7 | Extra-over Items above for lengths greater than 50 m | m | 1
S6.6 | 8.2.8 | Excavation in rock using pneumatic tools or other techniques, | m³ | 1
where blasting not permitted
S6.7 | 8.2.8 | Excavation in rock using explosives, where permitted | m³ | 1
TOTAL CARRIED FORWARD TO SUMMARY | [8 empty] | 0

## Area Details (hidden)
Contract Number | Urban Area | Wards contained within the cluster | Length of water infrastructure (km)
BCMM/DES/WAT/XXX/1/2021 | Coastal | 1,2,3,4,6,7,8,9,10,12,13,15,16,18,19,27,28,29,31,32,33,46,47,50 | 1309.26 | 100%
BCMM/DES/WAT/XXX/2/2021 | Midland | 11,14,17,20,22,23,24,26,30,42,45,48 | 567.98 | 43.38%
BCMM/DES/WAT/XXX/3/2021 | Inland | 25,34,35,36,37,38,39,40,41,43,44,49 | 465.16 | 35.53%

## Summary
BUFFALO CITY METROPOLITAN MUNICIPALITY
CONTRACT NO: CE 599 - FRAMEWORK AGREEMENTS FOR AD HOC MAINTENANCE AND BETTERMENT WORKS TO VARIOUS MUNICIPAL WATER AND SANITATION INFRASTRUCTURE IN THE ENTIRE BUFFALO CITY METROPOLITAN MUNICIPALITY
SUMMARY OF SCHEDULE OF QUANTITIES
Section | Description | Amount
A | General
B | Site Clearance
C | Backfilling and Re-instatement of Man-made Surfaces
D | Excavation
E | Bedding (Pipes)
F | Repairs to Water Mains
G | Sewers
H | Water Mains Extensions
I | Reservoir Cleaning
J | Reservoir Repairs
K | PRV's, Control Valves and Pilots
L | Filter Pipework
M | Clear Water Outlet Well
N | Filter Beds
O | DAFF System
P | Algae Washing System
Q | Chambers
R | Meters
S | Concrete (Structural)
T | Pipe Jacking at Crossings
U | Hand Dredging
V | Mechanical Dredging (up to 600mm)
W | Mechanical Dredging (greater than 600Mm diameter)
X | High Pressure Jetting and Desludging
Y | Removal of Sewage and Blockages
Z | Flumes and Specials
ZX | Control Building
SUB-TOTAL A (Excl VAT)
Add 15% VAT on Subtotal A
TOTAL AMOUNT (Incl VAT)